{"text_format":"1","workbook":"xlsx","n_sheets":7,"sheets":["1_aciklikli","2_aciklikli","3_aciklikli","4_aciklikli","5_aciklikli","6_aciklikli","7_aciklikli"],"not_rendered":{"charts":0,"images":0,"macros":1,"external_links":0,"defined_names":0,"comments":0,"pivot_tables":0},"unopened":[],"bounds":{"document_bytes":16777216,"sheet_cells":100000,"rows_first":2000,"rows_last":500,"rows_between":2000,"halvings":0,"cell_chars":16384,"cell_head_chars":4096},"cells_cut":0,"cells_raw":0,"read":"whole","date_system":"1900"}

{"sheet":"1_aciklikli","index":0,"n_rows":109,"n_cols":45,"rows_kept":109,"cut":false,"hidden":false,"merged":[[3,44,3,45],[4,44,4,45],[108,1,109,6],[108,7,109,9],[108,14,109,16],[102,10,103,13],[106,10,107,13],[108,10,109,13],[2,12,2,13],[100,1,101,6],[100,7,101,16],[88,15,88,16],[89,5,89,6],[98,3,98,4],[98,9,98,10],[98,13,98,14],[83,7,83,8],[64,11,64,12],[73,3,73,4],[73,9,73,10],[73,13,73,14],[40,6,40,7],[40,16,40,17],[42,11,42,12],[44,7,44,8],[83,17,83,18],[98,19,98,20],[102,1,103,6],[106,1,107,6],[102,7,103,9],[102,14,103,16],[106,7,107,9],[106,14,107,16],[86,3,86,4],[86,9,86,10],[86,13,86,14],[86,19,86,20],[90,9,90,10],[104,1,105,6],[104,7,105,9],[104,14,105,16],[104,10,105,13],[85,3,85,4],[85,9,85,10],[85,13,85,14],[85,19,85,20],[76,3,76,4],[76,9,76,10],[76,13,76,14],[76,19,76,20],[73,19,73,20],[57,15,57,16],[58,7,58,8],[58,17,58,18],[45,14,47,14],[49,11,49,12],[61,4,61,5],[61,8,61,9],[61,14,61,15],[61,18,61,19],[60,4,60,5],[60,8,60,9],[60,14,60,15],[60,18,60,19],[51,3,51,4],[51,9,51,10],[51,13,51,14],[51,19,51,20],[56,7,56,8],[34,4,34,5],[34,11,34,12],[34,17,34,18],[37,6,38,7],[37,8,38,8],[37,16,38,17],[37,18,38,18],[30,4,30,5],[31,8,31,9],[30,14,30,15],[30,18,30,19],[29,4,29,5],[29,6,30,6],[29,8,29,9],[29,14,29,15],[29,16,30,16],[29,18,29,19],[28,4,28,5],[28,8,28,9],[28,14,28,15],[28,18,28,19],[30,8,30,9],[27,4,27,5],[27,8,27,9],[27,14,27,15],[27,18,27,19],[25,22,27,22],[26,4,26,5],[26,6,28,6],[26,8,26,9],[26,14,26,15],[26,16,28,16],[26,18,26,19],[25,4,25,5],[25,8,25,9],[25,14,25,15],[25,18,25,19],[24,4,24,5],[24,6,25,6],[24,8,24,9],[24,14,24,15],[24,16,25,16],[24,18,24,19],[23,4,23,5],[23,8,23,9],[23,14,23,15],[23,18,23,19],[22,4,22,5],[22,8,22,9],[22,14,22,15],[22,18,22,19],[21,4,21,5],[21,6,23,6],[21,8,21,9],[21,14,21,15],[21,16,23,16],[21,18,21,19],[14,22,16,22],[15,3,15,4],[15,6,16,6],[15,8,15,9],[15,13,15,14],[15,16,16,16],[15,18,15,19],[20,5,20,6],[20,7,20,8],[20,11,20,12],[20,15,20,16],[20,17,20,18],[19,2,19,3],[19,11,19,12],[19,19,19,20],[17,3,17,4],[17,6,19,6],[17,8,17,9],[17,13,17,14],[17,16,19,16],[17,18,17,19],[12,6,14,6],[12,8,12,9],[12,13,12,14],[12,16,14,16],[12,18,12,19],[14,8,14,9],[14,13,14,14],[14,18,14,19],[16,3,16,4],[16,8,16,9],[16,13,16,14],[16,18,16,19],[13,3,13,4],[13,8,13,9],[13,13,13,14],[13,18,13,19],[14,3,14,4],[12,3,12,4],[1,1,1,33],[3,6,3,7],[3,16,3,17],[6,6,7,7],[6,8,7,8],[6,16,7,17],[6,18,7,18],[11,3,11,4],[11,8,11,9],[11,13,11,14],[11,18,11,19],[10,3,10,4],[10,6,11,6],[10,8,10,9],[10,13,10,14],[10,16,11,16],[10,18,10,19]]}
[]
[null,"ÇERÇEVE CROSS (1 AÇIKLIKLI) (atalet momentleri etkin rijitlik çarpanı ile çarpılmış)\n(inş.müh. Gürcan BERBEROĞLU tel: 0532 366 02 04   www.betoncelik.com )"]
[null,null,null,null,null,null,null,null,"pas payı  d ' =",null,null,null,0.03,null,"m",null,null,null,null,null,null,"dikkat sadece sarı hücrelere rakam giriniz."]
[null,null,null,null,null,null,0.5,null,"m",null,null,null,null,null,null,null,0.5,null,"m",null,null,null,null,null,null,null,null,null,null,null,null,null,null,null,null,null,"kiriş için etkin rijitlik çarpanı =",null,null,null,null,null,null,null,0.35]
[null,null,null,null,null,null,null,null,null,null,null,null,null,null,null,null,null,null,null,null,null,null,null,null,null,null,null,null,null,null,null,null,null,null,null,null,"kolon için etkin rijitlik çarpanı =",null,null,null,null,null,null,null,0.7]
[null,null,null,null,null,null,null,null,"m",null,null,null,null,null,null,null,null,null,"m"]
[null,null,null,null,null,null,null,null,0.6,null,null,null,null,null,null,null,null,null,0.6]
[null,null,null,null,null,null,null,null,null,null,null,null,null,null,null,null,null,null,null,null,null,null,null,null,null,null,null,null,null,null,null,null,null,null,null,null,"Not: kolon ve kiriş atalet momentleri etkin rijitlik çarpanı ile çarpılmıştır."]
[]
[]
[null,null,null,null,null,null,"dm4",null,null,null,null,null,null,null,null,null,"dm4"]
[]
[null,null,null,{"$f":"SUM(D14:E18)","v":-13.427306376259375},null,null,{"$f":"(I7*G4^3/12*10000)*AS5","v":43.749999999999993},null,{"$f":"SUM(I14:J18)","v":-12.367255872870475},null,null,null,null,null,null,null,{"$f":"(S7*Q4^3/12*10000)*AS5","v":43.749999999999993}]
[null,null,null,{"$f":"-I30*G22","v":-6.1013079701219146E-6},null,null,null,null,{"$f":"-I30*G18","v":-5.6196257619543945E-6},null,null,null,null,{"$f":"SUM(N15:O18)","v":12.028806544134286},null,null,null,null,{"$f":"SUM(S15:T18)","v":11.079163922228947},null,null,null,"m"]
[null,null,null,{"$f":"-I28*G22","v":-3.8189034211140633E-4},null,null,null,null,{"$f":"-I28*G18","v":-3.517411045762953E-4},null,null,null,null,{"$f":"-(O29)*Q22","v":4.8270390386207861E-5},null,null,null,null,{"$f":"-(O29)*Q18","v":4.4459570092559866E-5},null,null,null,3.8]
[null,null,null,{"$f":"-I26*G22","v":-2.390310964667677E-2},null,null,"I =",null,{"$f":"-I26*G18","v":-2.2016022042991759E-2},null,null,null,null,{"$f":"-(O27)*Q22","v":3.0213187055482659E-3},null,null,"I =",null,{"$f":"-(O27)*Q18","v":2.7827935445839287E-3}]
[null,null,null,{"$f":"-I24*G22","v":-1.4961327579590198},null,null,null,null,{"$f":"-I24*G18","v":-1.3780170139096235},null,null,null,null,{"$f":"-(O25)*Q22","v":0.18910903034884233},null,null,null,null,{"$f":"-(O25)*Q18","v":0.17417937005814424}]
[null,null,null,{"$f":"-(E22+I22)*G22","v":-11.906882517003597},null,null,{"$f":"(4*G13/W15)/((4*G13/W15)+(4*L21/L35)+(4*G27/W26))","v":0.35824795348917998},null,{"$f":"-(E22+I22)*G18","v":-10.966865476187522},null,null,null,null,{"$f":"-(O22+O23+S22)*Q22","v":11.836627924689509},null,null,{"$f":"(4*Q13/W15)/((4*Q13/W15)+(4*Q27/W26)+(4*L21/L35))","v":0.35824795348917998},null,{"$f":"-(O22+O23+S22)*Q18","v":10.902157299056126}]
[]
[null,"q =",10,null,"KN/m",null,null,null,null,null,"q =",15,null,"KN/m",null,null,null,null,"q =",10,null,"KN/m"]
[null,null,null,null,null,0,null,{"$f":"(4*L21/L35)/((4*G13/W15)+(4*L21/L35)+(4*G27/W26))","v":0.25279712557971029},null,null,"I =",{"$f":"((L43*H45^3/12+H45*L43*(((H45*L43*H45/2+L50*(O46-H45)*((O46-H45)/2+H45))/(L43*H45+(O46-H45)*L50))-H45/2)^2+L50*(O46-H45)^3/12+L50*(O46-H45)*(O46-((H45*L43*H45/2+L50*(O46-H45)*((O46-H45)/2+H45))/(L43*H45+(O46-H45)*L50))-(O46-H45)/2)^2)*10000)*AS4","v":44.683333333333316},null,"dm4",null,{"$f":"(4*L21/L35)/((4*Q13/W15)+(4*Q27/W26)+(4*L21/L35))","v":0.25279712557971029},null,0]
[null,null,null,null,{"$f":"-C20*E35*E35/2","v":-7.1999999999999993},null,{"$f":"(4*G27/W26)/((4*G13/W15)+(4*L21/L35)+(4*G27/W26))","v":0.38895492093110973},null,{"$f":"L20*L35^2/12","v":37.8125},null,null,null,null,null,{"$f":"-L20*L35^2/12","v":-37.8125},null,{"$f":"(4*Q27/W26)/((4*Q13/W15)+(4*Q27/W26)+(4*L21/L35))","v":0.38895492093110973},null,{"$f":"T20*R35^2/2","v":11.25}]
[null,null,null,null,null,null,null,null,{"$f":"-(E22+I22)*H21","v":-7.7387520068088813},null,null,null,null,null,{"$f":"+I23/2","v":-3.8693760034044407}]
[null,null,null,null,null,null,null,null,{"$f":"+O24/2","v":3.8465453898294024},null,null,null,null,null,{"$f":"-(O22+O23+S22)*P21","v":7.6930907796588048}]
[null,null,null,null,null,null,"dm4",null,{"$f":"-I24*H21","v":-0.97239561796075913},null,null,null,null,null,{"$f":"+I25/2","v":-0.48619780898037956},null,"dm4",null,null,null,null,null,"m"]
[null,null,null,null,null,null,null,null,{"$f":"+O26/2","v":6.1454704286696506E-2},null,null,null,null,null,{"$f":"-(O25)*P21","v":0.12290940857339301},null,null,null,null,null,null,null,3.5]
[null,null,null,null,null,null,{"$f":"(I38*G41^3/12*10000)*AS5","v":43.749999999999993},null,{"$f":"-I26*H21","v":-1.5535572597027977E-2},null,null,null,null,null,{"$f":"+I27/2","v":-7.7677862985139883E-3},null,{"$f":"(S38*Q41^3/12*10000)*AS5","v":43.749999999999993}]
[null,null,null,null,null,null,null,null,{"$f":"+O28/2","v":9.8183702419089684E-4},null,null,null,null,null,{"$f":"-(O27)*P21","v":1.9636740483817937E-3}]
[null,null,null,null,null,null,null,null,{"$f":"-I28*H21","v":-2.4820557750319521E-4},null,null,null,null,null,{"$f":"+I29/2","v":-1.241027887515976E-4}]
[null,null,null,null,null,null,"I =",null,{"$f":"+O30/2","v":1.5686414136414938E-5},null,null,null,null,null,{"$f":"-(O29)*P21","v":3.1372828272829877E-5},null,"I ="]
[null,null,null,null,null,null,null,null,{"$f":"-I30*H21","v":-3.9654804043386303E-6},null,null,null,null,null,{"$f":"SUM(O22:P30)","v":-34.357970466363234}]
[null,null,null,null,null,null,null,null,{"$f":"SUM(I22:J31)","v":32.994562249129849}]
[]
[]
[null,null,null,null,1.2,null,"m",null,null,null,null,5.5,null,"m",null,null,null,1.5,null,"m"]
[]
[null,null,null,null,null,null,null,null,"m",null,null,null,null,null,null,null,null,null,"m"]
[null,null,null,null,null,null,null,null,0.6,null,null,null,null,null,null,null,null,null,0.6]
[]
[]
[null,null,null,null,null,null,0.5,null,"m",null,null,null,null,null,null,null,0.5,null,"m"]
[]
[null,null,null,null,null,null,null,null,null,null,null,1.2,null,"m"]
[]
[null,null,null,null,null,null,null,0.1,null,"m",null,null,null,null,"m"]
[null,null,null,null,null,null,null,null,null,null,null,null,null,null,0.7]
[]
[]
[]
[null,null,null,null,null,null,null,null,null,null,null,0.25,null,"m"]
[]
[null,null,null,{"$f":"IF(I13<0,I13/2,\"\")","v":-6.1836279364352373},null,null,null,null,null,{"$f":"IF(I13>0,I13/2,\"\")","v":""},null,null,null,{"$f":"IF(S14<0,S14/2,\"\")","v":""},null,null,null,null,null,{"$f":"IF(S14>0,S14/2,\"\")","v":5.5395819611144734}]
[]
[]
[null,null,null,null,null,null,null,null,null,"moment diyagramı (KNm)"]
[]
[null,null,null,null,null,null,null,{"$f":"-I32","v":-32.994562249129849}]
[null,null,null,null,null,null,null,null,null,null,null,null,null,null,null,{"$f":"O31","v":-34.357970466363234}]
[null,null,null,null,null,null,null,{"$f":"IF(E22=0,\"\",+E22)","v":-7.1999999999999993},null,null,null,null,null,null,null,null,null,{"$f":"IF(S22=0,\"\",-S22)","v":-11.25}]
[]
[null,null,null,null,{"$f":"IF(I13>0,-I13,\"\")","v":""},null,null,null,{"$f":"IF(I13<0,-I13,\"\")","v":12.367255872870475},null,null,null,null,null,{"$f":"IF(S14>0,-S14,\"\")","v":-11.079163922228947},null,null,null,{"$f":"IF(S14<0,-S14,\"\")","v":""}]
[null,null,null,null,{"$f":"IF(D13<0,D13,\"\")","v":-13.427306376259375},null,null,null,{"$f":"IF(D13>0,D13,\"\")","v":""},null,null,null,null,null,{"$f":"IF(N14<0,N14,\"\")","v":""},null,null,null,{"$f":"IF(N14>0,N14,\"\")","v":12.028806544134286}]
[]
[]
[null,null,null,null,null,null,null,null,null,null,null,{"$f":"(((I32-(-O31))/L35+L20*L35*0.5)^2/(2*L20))-I32","v":23.044531997037836}]
[]
[]
[]
[]
[]
[]
[]
[]
[null,null,null,{"$f":"IF(D13>0,-D13/2,\"\")","v":""},null,null,null,null,null,{"$f":"IF(D13<0,-D13/2,\"\")","v":6.7136531881296877},null,null,null,{"$f":"IF(N14>0,-N14/2,\"\")","v":-6.0144032720671428},null,null,null,null,null,{"$f":"IF(N14<0,-N14/2,\"\")","v":""}]
[]
[]
[null,null,null,{"$f":"IF(I13<0,(I13+I13/2)/$W$15,\"\")","v":-4.8818115287646613},null,null,null,null,null,{"$f":"IF(I13>0,(I13+I13/2)/$W$15,\"\")","v":""},null,null,null,{"$f":"IF(S14<0,(S14+S14/2)/$W$15,\"\")","v":""},null,null,null,null,null,{"$f":"IF(S14>0,(S14+S14/2)/$W$15,\"\")","v":4.3733541798272162}]
[]
[]
[null,null,null,null,null,null,null,null,null,"kesme kuvveti diyagramı (KN)"]
[]
[]
[]
[null,null,null,null,null,null,null,{"$f":"L20*L35+P89","v":41.002107596866658},null,null,null,null,null,null,null,null,null,{"$f":"IF(S22=0,\"\",T20*R35)","v":15}]
[]
[null,null,null,{"$f":"IF(D77<0,D77,\"\")","v":-4.8818115287646613},null,null,null,null,null,{"$f":"IF(J77>0,J77,\"\")","v":""},null,null,null,{"$f":"IF(N77<0,N77,\"\")","v":""},null,null,null,null,null,{"$f":"IF(T77>0,T77,\"\")","v":4.3733541798272162}]
[null,null,null,{"$f":"IF(D99<0,D99,\"\")","v":-5.7545598755397327},null,null,null,null,null,{"$f":"IF(J99>0,J99,\"\")","v":""},null,null,null,{"$f":"IF(N99<0,N99,\"\")","v":""},null,null,null,null,null,{"$f":"IF(T99>0,T99,\"\")","v":5.1552028046289795}]
[]
[null,null,null,null,null,null,null,null,null,null,null,null,null,null,null,{"$f":"-(0.5*L20*L35^2+(-O31)-I32)/L35","v":-41.497892403133342}]
[null,null,null,null,null,{"$f":"IF(E22=0,\"\",-C20*E35)","v":-12}]
[null,null,null,null,null,null,null,null,null,{"$f":"((L20*L35-((0.5*L20*L35^2+(-O31)-I32)/L35))*L35)/((L20*L35-((0.5*L20*L35^2+(-O31)-I32)/L35))+((0.5*L20*L35^2+(-O31)-I32)/L35))","v":2.7334738397911105},null,"m"]
[]
[]
[]
[]
[]
[]
[]
[null,null,null,{"$f":"IF(D13<0,(D13+D13/2)/$W$26,\"\")","v":-5.7545598755397327},null,null,null,null,null,{"$f":"IF(D13>0,(D13+D13/2)/$W$26,\"\")","v":""},null,null,null,{"$f":"IF(N14<0,(N14+N14/2)/$W$26,\"\")","v":""},null,null,null,null,null,{"$f":"IF(N14>0,(N14+N14/2)/$W$26,\"\")","v":5.1552028046289795}]
[]
[null,"kiriş faydalı yükseklik d (m)",null,null,null,null,null,{"$f":"O46-M3","v":0.66999999999999993}]
[]
[null,"kiriş kolon yüzünden d mesafede kesme kuvveti (KN)",null,null,null,null,null,{"$f":"(L20*L35-((0.5*L20*L35^2-O31-I32)/L35))-L20*(MIN(G4,G41)/2+H101)","v":27.202107596866661},null,null,null,null,null,null,{"$f":"((0.5*L20*L35^2-O31-I32)/L35)-L20*(MIN(Q4,Q41)/2+H101)","v":27.697892403133345}]
[]
[null,"kiriş kolon yüzünden 2*h mesafede kesme kuvveti (KN)",null,null,null,null,null,{"$f":"(L20*L35-((0.5*L20*L35^2-O31-I32)/L35))-L20*(MIN(G4,G41)/2+2*O46)","v":16.252107596866658},null,null,null,null,null,null,{"$f":"((0.5*L20*L35^2-O31-I32)/L35)-L20*(MIN(Q4,Q41)/2+2*O46)","v":16.747892403133342}]
[]
[null,"kiriş kolon yüzü kesme kuvveti (KN)",null,null,null,null,null,{"$f":"(L20*L35-((0.5*L20*L35^2-O31-I32)/L35))-L20*MIN(G4,G41)/2","v":37.252107596866658},null,null,null,null,null,null,{"$f":"((0.5*L20*L35^2-O31-I32)/L35)-L20*MIN(Q4,Q41)/2","v":37.747892403133342}]
[]
[null,"kiriş kolon yüzü moment (KNm)",null,null,null,null,null,{"$f":"+I32-(L20*L35-((0.5*L20*L35^2-O31-I32)/L35))*MIN(G4,G41)/3","v":26.160877649652072},null,null,null,null,null,null,{"$f":"-O31-((0.5*L20*L35^2-O31-I32)/L35)*MIN(Q4,Q41)/3","v":27.441655065841012}]

{"sheet":"2_aciklikli","index":1,"n_rows":109,"n_cols":45,"rows_kept":109,"cut":false,"hidden":false,"merged":[[3,44,3,45],[4,44,4,45],[2,12,2,13],[108,1,109,6],[108,7,109,9],[108,10,109,13],[108,14,109,16],[100,17,101,26],[102,17,103,19],[102,20,103,23],[102,24,103,26],[106,17,107,19],[106,20,107,23],[106,24,107,26],[108,17,109,19],[108,20,109,23],[108,24,109,26],[100,1,101,6],[100,7,101,16],[102,1,103,6],[102,7,103,9],[102,10,103,13],[102,14,103,16],[106,1,107,6],[106,7,107,9],[106,10,107,13],[106,14,107,16],[88,15,88,16],[88,25,88,26],[89,5,89,6],[98,3,98,4],[98,9,98,10],[98,13,98,14],[98,19,98,20],[98,23,98,24],[104,1,105,6],[104,7,105,9],[104,10,105,13],[104,14,105,16],[104,17,105,19],[104,20,105,23],[104,24,105,26],[98,29,98,30],[90,9,90,10],[90,19,90,20],[85,3,85,4],[85,9,85,10],[85,13,85,14],[85,19,85,20],[85,23,85,24],[85,29,85,30],[86,3,86,4],[86,9,86,10],[86,13,86,14],[86,19,86,20],[86,23,86,24],[86,29,86,30],[76,3,76,4],[76,9,76,10],[76,13,76,14],[76,19,76,20],[76,23,76,24],[76,29,76,30],[83,7,83,8],[83,17,83,18],[83,27,83,28],[73,29,73,30],[73,19,73,20],[73,9,73,10],[61,4,61,5],[61,8,61,9],[60,4,60,5],[60,14,60,15],[61,14,61,15],[61,18,61,19],[61,24,61,25],[61,28,61,29],[60,24,60,25],[73,23,73,24],[73,13,73,14],[73,3,73,4],[64,11,64,12],[13,3,13,4],[45,24,47,24],[49,21,49,22],[20,21,20,22],[20,11,20,12],[42,11,42,12],[44,7,44,8],[49,11,49,12],[45,14,47,14],[42,21,42,22],[44,17,44,18],[20,17,20,18],[40,6,40,7],[37,6,38,7],[37,8,38,8],[37,16,38,17],[37,18,38,18],[40,16,40,17],[22,8,22,9],[22,14,22,15],[22,18,22,19],[22,24,22,25],[20,7,20,8],[20,15,20,16],[30,4,30,5],[31,8,31,9],[30,14,30,15],[30,18,30,19],[30,28,30,29],[31,24,31,25],[29,6,30,6],[29,4,29,5],[29,8,29,9],[29,14,29,15],[29,18,29,19],[29,28,29,29],[29,24,29,25],[29,16,30,16],[29,26,30,26],[30,8,30,9],[30,24,30,25],[27,28,27,29],[27,24,27,25],[26,16,28,16],[26,4,26,5],[26,8,26,9],[26,14,26,15],[26,18,26,19],[26,28,26,29],[26,24,26,25],[26,26,28,26],[28,4,28,5],[28,8,28,9],[28,14,28,15],[28,18,28,19],[28,28,28,29],[28,24,28,25],[26,6,28,6],[27,4,27,5],[25,4,25,5],[25,8,25,9],[25,14,25,15],[25,18,25,19],[25,28,25,29],[25,24,25,25],[24,6,25,6],[24,4,24,5],[24,8,24,9],[24,14,24,15],[24,18,24,19],[24,28,24,29],[24,24,24,25],[24,16,25,16],[24,26,25,26],[12,18,12,19],[15,26,16,26],[12,26,14,26],[10,26,11,26],[10,16,11,16],[12,16,14,16],[15,16,16,16],[17,16,19,16],[17,26,19,26],[17,18,17,19],[17,23,17,24],[10,23,10,24],[11,23,11,24],[12,23,12,24],[13,23,13,24],[14,13,14,14],[15,13,15,14],[16,13,16,14],[17,13,17,14],[25,31,27,31],[14,31,16,31],[20,25,20,26],[20,27,20,28],[16,8,16,9],[14,8,14,9],[15,8,15,9],[17,28,17,29],[17,8,17,9],[14,28,14,29],[15,28,15,29],[16,28,16,29],[19,29,19,30],[19,11,19,12],[19,21,19,22],[21,18,21,19],[23,18,23,19],[27,8,27,9],[27,14,27,15],[27,18,27,19],[23,4,23,5],[23,8,23,9],[23,14,23,15],[23,28,23,29],[21,26,23,26],[23,24,23,25],[21,8,21,9],[21,14,21,15],[21,4,21,5],[21,28,21,29],[21,24,21,25],[21,16,23,16],[22,28,22,29],[21,6,23,6],[1,1,1,33],[10,8,10,9],[11,8,11,9],[12,8,12,9],[10,28,10,29],[11,28,11,29],[13,28,13,29],[12,28,12,29],[10,18,10,19],[11,18,11,19],[13,18,13,19],[10,13,10,14],[11,13,11,14],[12,13,12,14],[6,6,7,7],[3,6,3,7],[6,8,7,8],[3,16,3,17],[6,16,7,17],[6,18,7,18],[3,26,3,27],[6,26,7,27],[6,28,7,28],[10,6,11,6],[51,3,51,4],[51,23,51,24],[19,2,19,3],[22,4,22,5],[20,5,20,6],[34,4,34,5],[17,6,19,6],[10,3,10,4],[11,3,11,4],[12,3,12,4],[14,3,14,4],[15,3,15,4],[16,3,16,4],[17,3,17,4],[14,18,14,19],[15,18,15,19],[16,18,16,19],[12,6,14,6],[15,6,16,6],[14,23,14,24],[15,23,15,24],[16,23,16,24],[13,8,13,9],[13,13,13,14],[51,29,51,30],[64,21,64,22],[60,8,60,9],[60,18,60,19],[60,28,60,29],[58,27,58,28],[57,15,57,16],[56,25,56,26],[37,26,38,27],[37,28,38,28],[40,26,40,27],[34,11,34,12],[34,21,34,22],[34,27,34,28],[55,17,55,18],[56,7,56,8],[58,7,58,8],[51,9,51,10],[51,19,51,20],[51,13,51,14]]}
[]
[null,"ÇERÇEVE CROSS (2 AÇIKLIKLI) (atalet momentleri etkin rijitlik çarpanı ile çarpılmış)\n(inş.müh. Gürcan BERBEROĞLU tel: 0532 366 02 04   www.betoncelik.com )"]
[null,null,null,null,null,null,null,null,"pas payı  d ' =",null,null,null,0.03,null,"m",null,null,null,null,null,null,"dikkat sadece sarı hücrelere rakam giriniz."]
[null,null,null,null,null,null,0.3,null,"m",null,null,null,null,null,null,null,0.3,null,"m",null,null,null,null,null,null,null,0.3,null,"m",null,null,null,null,null,null,null,"kiriş için etkin rijitlik çarpanı =",null,null,null,null,null,null,null,0.35]
[null,null,null,null,null,null,null,null,null,null,null,null,null,null,null,null,null,null,null,null,null,null,null,null,null,null,null,null,null,null,null,null,null,null,null,null,"kolon için etkin rijitlik çarpanı =",null,null,null,null,null,null,null,0.7]
[null,null,null,null,null,null,null,null,"m",null,null,null,null,null,null,null,null,null,"m",null,null,null,null,null,null,null,null,null,"m"]
[null,null,null,null,null,null,null,null,0.25,null,null,null,null,null,null,null,null,null,0.4,null,null,null,null,null,null,null,null,null,0.25]
[null,null,null,null,null,null,null,null,null,null,null,null,null,null,null,null,null,null,null,null,null,null,null,null,null,null,null,null,null,null,null,null,null,null,null,null,"Not: kolon ve kiriş atalet momentleri etkin rijitlik çarpanı ile çarpılmıştır."]
[]
[]
[null,null,null,null,null,null,"dm4",null,null,null,null,null,null,null,null,null,"dm4",null,null,null,null,null,null,null,null,null,"dm4"]
[]
[null,null,null,{"$f":"SUM(D14:E18)","v":-3.5631740442787003},null,null,{"$f":"(I7*G4^3/12*10000)*AS5","v":3.9374999999999996},null,{"$f":"SUM(I14:J18)","v":-2.2037956916925747},null,null,null,null,null,null,null,{"$f":"(S7*Q4^3/12*10000)*AS5","v":6.3},null,null,null,null,null,null,{"$f":"SUM(X14:Y18)","v":8.1787993634078635},null,null,{"$f":"(AC7*AA4^3/12*10000)*AS5","v":3.9374999999999996},null,{"$f":"SUM(AC14:AD18)","v":5.0585243876137778}]
[null,null,null,{"$f":"-I30*G22","v":2.3965954882707537E-4},null,null,null,null,{"$f":"-I30*G18","v":1.4822758434327658E-4},null,null,null,null,{"$f":"SUM(N15:O18)","v":-3.5469247242789854},null,null,null,null,{"$f":"SUM(S15:T18)","v":-2.3399953199741415},null,null,null,null,{"$f":"-Y30*AA22","v":2.299442842131839E-4},null,null,null,null,{"$f":"-Y30*AA18","v":1.4221876803689222E-4},null,null,"m"]
[null,null,null,{"$f":"-I28*G22","v":3.2080757529864483E-3},null,null,null,null,{"$f":"-I28*G18","v":1.9841701346042804E-3},null,null,null,null,{"$f":"-(O29+S29)*Q22","v":-1.3683463714822988E-3},null,null,null,null,{"$f":"-(O29+S29)*Q18","v":-9.0273246665054639E-4},null,null,null,null,{"$f":"-Y28*AA22","v":3.0780275033164091E-3},null,null,null,null,{"$f":"-Y28*AA18","v":1.9037362942211033E-3},null,null,2.8]
[null,null,null,{"$f":"-I26*G22","v":4.2943208761214456E-2},null,null,"I =",null,{"$f":"-I26*G18","v":2.6560043736111406E-2},null,null,null,null,{"$f":"-(O27+S27)*Q22","v":-1.8316644746780981E-2},null,null,"I =",null,{"$f":"-(O27+S27)*Q18","v":-1.2083950553478167E-2},null,null,null,null,{"$f":"-Y26*AA22","v":4.1202386672019038E-2},null,null,"I =",null,{"$f":"-Y26*AA18","v":2.5483358687192124E-2}]
[null,null,null,{"$f":"-I24*G22","v":0.5748365439913713},null,null,null,null,{"$f":"-I24*G18","v":0.35553197327246422},null,null,null,null,{"$f":"-(O25+S25)*Q22","v":-0.24518607406130677},null,null,null,null,{"$f":"-(O25+S25)*Q18","v":-0.16175541079263225},null,null,null,null,{"$f":"-Y24*AA22","v":0.55153395011625461},null,null,null,null,{"$f":"-Y24*AA18","v":0.34111949851005346}]
[null,null,null,{"$f":"-(E22+I22)*G22","v":-4.1844015323330996},null,null,{"$f":"(4*G13/AF15)/((4*G13/AF15)+(4*L21/L35)+(4*G27/AF26))","v":0.18135031402651783},null,{"$f":"-(E22+I22)*G18","v":-2.5880201064200978},null,null,null,null,{"$f":"-(O22+O23+S22+S23)*Q22","v":-3.2820536590994154},null,null,{"$f":"(4*Q13/AF15)/((4*Q13/AF15)+(4*V21/V35)+(4*Q27/AF26)+(4*L21/L35))","v":0.1669606301942802},null,{"$f":"-(O22+O23+S22+S23)*Q18","v":-2.1652532261613806},null,null,null,null,{"$f":"-(Y22+AC22)*AA22","v":7.5827550548320595},null,null,{"$f":"(4*AA13/AF15)/((4*AA13/AF15)+(4*AA27/AF26)+(4*V21/V35))","v":0.18948992223653632},null,{"$f":"-(Y22+AC22)*AA18","v":4.6898755753542742}]
[]
[null,"q =",10,null,"KN/m",null,null,null,null,null,"q =",25,null,"KN/m",null,null,null,null,null,null,"q =",27,null,"KN/m",null,null,null,null,"q =",10,null,"KN/m"]
[null,null,null,null,null,0,null,{"$f":"(4*L21/L35)/((4*G13/AF15)+(4*L21/L35)+(4*G27/AF26))","v":0.52543614794138183},null,null,"I =",{"$f":"((L43*H45^3/12+H45*L43*(((H45*L43*H45/2+L50*(O46-H45)*((O46-H45)/2+H45))/(L43*H45+(O46-H45)*L50))-H45/2)^2+L50*(O46-H45)^3/12+L50*(O46-H45)*(O46-((H45*L43*H45/2+L50*(O46-H45)*((O46-H45)/2+H45))/(L43*H45+(O46-H45)*L50))-(O46-H45)/2)^2)*10000)*AS4","v":14.260416666666668},null,"dm4",null,{"$f":"(4*L21/L35)/((4*Q13/AF15)+(4*V21/V35)+(4*Q27/AF26)+(4*L21/L35))","v":0.30234008298408677},null,{"$f":"(4*V21/V35)/((4*Q13/AF15)+(4*V21/V35)+(4*Q27/AF26)+(4*L21/L35))","v":0.27762323057386373},null,null,"I =",{"$f":"((V43*R45^3/12+R45*V43*(((R45*V43*R45/2+V50*(Y46-R45)*((Y46-R45)/2+R45))/(V43*R45+(Y46-R45)*V50))-R45/2)^2+V50*(Y46-R45)^3/12+V50*(Y46-R45)*(Y46-((R45*V43*R45/2+V50*(Y46-R45)*((Y46-R45)/2+R45))/(V43*R45+(Y46-R45)*V50))-(Y46-R45)/2)^2)*10000)*AS4","v":14.96525900900901},null,"dm4",null,{"$f":"(4*V21/V35)/((4*AA13/AF15)+(4*AA27/AF26)+(4*V21/V35))","v":0.50413613615408748},null,0]
[null,null,null,null,{"$f":"-C20*E35*E35/2","v":-11.25},null,{"$f":"(4*G27/AF26)/((4*G13/AF15)+(4*L21/L35)+(4*G27/AF26))","v":0.29321353803210043},null,{"$f":"L20*L35^2/12","v":25.520833333333332},null,null,null,null,null,{"$f":"-L20*L35^2/12","v":-25.520833333333332},null,{"$f":"(4*Q27/AF26)/((4*Q13/AF15)+(4*V21/V35)+(4*Q27/AF26)+(4*L21/L35))","v":0.25307605624776935},null,{"$f":"V20*V35^2/12","v":36},null,null,null,null,null,{"$f":"-V20*V35^2/12","v":-36},null,{"$f":"(4*AA27/AF26)/((4*AA13/AF15)+(4*AA27/AF26)+(4*V21/V35))","v":0.30637394160937614},null,{"$f":"AD20*AB35*AB35/2","v":11.25}]
[null,null,null,null,null,null,null,null,{"$f":"-(E22+I22)*H21","v":-7.4984116945801356},null,null,null,null,null,{"$f":"+I23/2","v":-3.7492058472900678},null,null,null,{"$f":"+Y23/2","v":6.2386846849068327},null,null,null,null,null,{"$f":"-(Y22+AC22)*Z21","v":12.477369369813665}]
[null,null,null,null,null,null,null,null,{"$f":"+O24/2","v":-1.9604706789781285},null,null,null,null,null,{"$f":"-(O22+O23+S22+S23)*P21","v":-3.9209413579562571},null,null,null,{"$f":"-(O22+O23+S22+S23)*R21","v":-3.600397261066381},null,null,null,null,null,{"$f":"+S24/2","v":-1.8001986305331905}]
[null,null,null,null,null,null,"dm4",null,{"$f":"-I24*H21","v":1.0301021617142931},null,null,null,null,null,{"$f":"+I25/2","v":0.51505108085714657},null,"dm4",null,{"$f":"+Y25/2","v":0.45377259095344119},null,null,null,null,null,{"$f":"-Y24*Z21","v":0.90754518190688238},null,"dm4",null,null,null,null,"m"]
[null,null,null,null,null,null,null,null,{"$f":"+O26/2","v":-0.14645711466608038},null,null,null,null,null,{"$f":"-(O25+S25)*P21","v":-0.29291422933216077},null,null,null,{"$f":"-(O25+S25)*R21","v":-0.26896795762448811},null,null,null,null,null,{"$f":"+S26/2","v":-0.13448397881224405},null,null,null,null,null,null,3.3]
[null,null,null,null,null,null,{"$f":"(I38*G41^3/12*10000)*AS5","v":7.5031249999999972},null,{"$f":"-I26*H21","v":7.6953862168754536E-2},null,null,null,null,null,{"$f":"+I27/2","v":3.8476931084377268E-2},null,{"$f":"(S38*Q41^3/12*10000)*AS5","v":11.254687499999998},null,{"$f":"+Y27/2","v":3.3899116726516444E-2},null,null,null,null,null,{"$f":"-Y26*Z21","v":6.7798233453032888E-2},null,{"$f":"(AC38*AA41^3/12*10000)*AS5","v":7.5031249999999972}]
[null,null,null,null,null,null,null,null,{"$f":"+O28/2","v":-1.0941090150602918E-2},null,null,null,null,null,{"$f":"-(O27+S27)*P21","v":-2.1882180301205836E-2},null,null,null,{"$f":"-(O27+S27)*R21","v":-2.009327220942873E-2},null,null,null,null,null,{"$f":"+S28/2","v":-1.0046636104714365E-2}]
[null,null,null,null,null,null,null,null,{"$f":"-I28*H21","v":5.7488442630121905E-3},null,null,null,null,null,{"$f":"+I29/2","v":2.8744221315060953E-3},null,null,null,{"$f":"+Y29/2","v":2.5324361535884262E-3},null,null,null,null,null,{"$f":"-Y28*Z21","v":5.0648723071768523E-3}]
[null,null,null,null,null,null,"I =",null,{"$f":"+O30/2","v":-8.1735499129933738E-4},null,null,null,null,null,{"$f":"-(O29+S29)*P21","v":-1.6347099825986748E-3},null,"I =",null,{"$f":"-(O29+S29)*R21","v":-1.5010694643630017E-3},null,null,null,null,null,{"$f":"+S30/2","v":-7.5053473218150083E-4},null,"I ="]
[null,null,null,null,null,null,null,null,{"$f":"-I30*H21","v":4.2946785812898551E-4},null,null,null,null,null,{"$f":"SUM(O22:P30)","v":-32.951009224122593},null,null,null,{"$f":"SUM(S22:T30)","v":38.83792926837571},null,null,null,null,null,{"$f":"-Y30*Z21","v":3.7837167993142471E-4}]
[null,null,null,null,null,null,null,null,{"$f":"SUM(I22:J31)","v":17.016969735971276},null,null,null,null,null,null,null,null,null,null,null,null,null,null,null,{"$f":"SUM(Y22:Z31)","v":-24.487323751021641}]
[]
[]
[null,null,null,null,1.5,null,"m",null,null,null,null,3.5,null,"m",null,null,null,null,null,null,null,4,null,"m",null,null,null,1.5,null,"m"]
[]
[null,null,null,null,null,null,null,null,"m",null,null,null,null,null,null,null,null,null,"m",null,null,null,null,null,null,null,null,null,"m"]
[null,null,null,null,null,null,null,null,0.3,null,null,null,null,null,null,null,null,null,0.45,null,null,null,null,null,null,null,null,null,0.3]
[]
[]
[null,null,null,null,null,null,0.35,null,"m",null,null,null,null,null,null,null,0.35,null,"m",null,null,null,null,null,null,null,0.35,null,"m"]
[]
[null,null,null,null,null,null,null,null,null,null,null,0.75,null,"m",null,null,null,null,null,null,null,0.85,null,"m"]
[]
[null,null,null,null,null,null,null,0.1,null,"m",null,null,null,null,"m",null,null,0.1,null,"m",null,null,null,null,"m"]
[null,null,null,null,null,null,null,null,null,null,null,null,null,null,0.5,null,null,null,null,null,null,null,null,null,0.5]
[]
[]
[]
[null,null,null,null,null,null,null,null,null,null,null,0.25,null,"m",null,null,null,null,null,null,null,0.25,null,"m"]
[]
[null,null,null,{"$f":"IF(I13<0,I13/2,\"\")","v":-1.1018978458462874},null,null,null,null,null,{"$f":"IF(I13>0,I13/2,\"\")","v":""},null,null,null,{"$f":"IF(S14<0,S14/2,\"\")","v":-1.1699976599870707},null,null,null,null,null,{"$f":"IF(S14>0,S14/2,\"\")","v":""},null,null,null,{"$f":"IF(AC13<0,AC13/2,\"\")","v":""},null,null,null,null,null,{"$f":"IF(AC13>0,AC13/2,\"\")","v":2.5292621938068889}]
[]
[]
[null,null,null,null,null,null,null,null,null,"moment diyagramı (KNm)"]
[null,null,null,null,null,null,null,null,null,null,null,null,null,null,null,null,null,{"$f":"-S31","v":-38.83792926837571}]
[null,null,null,null,null,null,null,{"$f":"-I32","v":-17.016969735971276},null,null,null,null,null,null,null,null,null,null,null,null,null,null,null,null,null,{"$f":"Y32","v":-24.487323751021641}]
[null,null,null,null,null,null,null,null,null,null,null,null,null,null,null,{"$f":"O31","v":-32.951009224122593}]
[null,null,null,null,null,null,null,{"$f":"IF(E22=0,\"\",+E22)","v":-11.25},null,null,null,null,null,null,null,null,null,null,null,null,null,null,null,null,null,null,null,{"$f":"IF(AC22=0,\"\",-AC22)","v":-11.25}]
[]
[null,null,null,null,{"$f":"IF(I13>0,-I13,\"\")","v":""},null,null,null,{"$f":"IF(I13<0,-I13,\"\")","v":2.2037956916925747},null,null,null,null,null,{"$f":"IF(S14>0,-S14,\"\")","v":""},null,null,null,{"$f":"IF(S14<0,-S14,\"\")","v":2.3399953199741415},null,null,null,null,null,{"$f":"IF(AC13>0,-AC13,\"\")","v":-5.0585243876137778},null,null,null,{"$f":"IF(AC13<0,-AC13,\"\")","v":""}]
[null,null,null,null,{"$f":"IF(D13<0,D13,\"\")","v":-3.5631740442787003},null,null,null,{"$f":"IF(D13>0,D13,\"\")","v":""},null,null,null,null,null,{"$f":"IF(N14<0,N14,\"\")","v":-3.5469247242789854},null,null,null,{"$f":"IF(N14>0,N14,\"\")","v":""},null,null,null,null,null,{"$f":"IF(X13<0,X13,\"\")","v":""},null,null,null,{"$f":"IF(X13>0,X13,\"\")","v":8.1787993634078635}]
[]
[]
[null,null,null,null,null,null,null,null,null,null,null,{"$f":"(((I32-(-O31))/L35+L20*L35*0.5)^2/(2*L20))-I32","v":13.711780706744847},null,null,null,null,null,null,null,null,null,{"$f":"(((S31-(-Y32))/V35+V20*V35*0.5)^2/(2*V20))-S31","v":22.575729831406321}]
[]
[]
[]
[]
[]
[]
[]
[]
[null,null,null,{"$f":"IF(D13>0,-D13/2,\"\")","v":""},null,null,null,null,null,{"$f":"IF(D13<0,-D13/2,\"\")","v":1.7815870221393502},null,null,null,{"$f":"IF(N14>0,-N14/2,\"\")","v":""},null,null,null,null,null,{"$f":"IF(N14<0,-N14/2,\"\")","v":1.7734623621394927},null,null,null,{"$f":"IF(X13>0,-X13/2,\"\")","v":-4.0893996817039318},null,null,null,null,null,{"$f":"IF(X13<0,-X13/2,\"\")","v":""}]
[]
[]
[null,null,null,{"$f":"IF(I13<0,(I13+I13/2)/$AF$15,\"\")","v":-1.180604834835308},null,null,null,null,null,{"$f":"IF(I13>0,(I13+I13/2)/$AF$15,\"\")","v":""},null,null,null,{"$f":"IF(S14<0,(S14+S14/2)/$AF$15,\"\")","v":-1.2535689214147188},null,null,null,null,null,{"$f":"IF(S14>0,(S14+S14/2)/$AF$15,\"\")","v":""},null,null,null,{"$f":"IF(AC13<0,(AC13+AC13/2)/$AF$15,\"\")","v":""},null,null,null,null,null,{"$f":"IF(AC13>0,(AC13+AC13/2)/$AF$15,\"\")","v":2.7099237790788098}]
[]
[]
[null,null,null,null,null,null,null,null,null,"kesme kuvveti diyagramı (KN)"]
[]
[]
[]
[null,null,null,null,null,null,null,{"$f":"L20*L35+P89","v":39.197417289099626},null,null,null,null,null,null,null,null,null,{"$f":"V20*V35+Z89","v":57.587651379338517},null,null,null,null,null,null,null,null,null,{"$f":"IF(AC22=0,\"\",AD20*AB35)","v":15}]
[]
[null,null,null,{"$f":"IF(D77<0,D77,\"\")","v":-1.180604834835308},null,null,null,null,null,{"$f":"IF(J77>0,J77,\"\")","v":""},null,null,null,{"$f":"IF(N77<0,N77,\"\")","v":-1.2535689214147188},null,null,null,null,null,{"$f":"IF(T77>0,T77,\"\")","v":""},null,null,null,{"$f":"IF(X77<0,X77,\"\")","v":""},null,null,null,null,null,{"$f":"IF(AD77>0,AD77,\"\")","v":2.7099237790788098}]
[null,null,null,{"$f":"IF(D99<0,D99,\"\")","v":-1.6196245655812276},null,null,null,null,null,{"$f":"IF(J99>0,J99,\"\")","v":""},null,null,null,{"$f":"IF(N99<0,N99,\"\")","v":-1.6122385110359025},null,null,null,null,null,{"$f":"IF(T99>0,T99,\"\")","v":""},null,null,null,{"$f":"IF(X99<0,X99,\"\")","v":""},null,null,null,null,null,{"$f":"IF(AD99>0,AD99,\"\")","v":3.7176360742763022}]
[]
[null,null,null,null,null,null,null,null,null,null,null,null,null,null,null,{"$f":"-(0.5*L20*L35^2+(-O31)-I32)/L35","v":-48.302582710900374},null,null,null,null,null,null,null,null,null,{"$f":"-(0.5*V20*V35^2+(-Y32)-S31)/V35","v":-50.412348620661483}]
[null,null,null,null,null,{"$f":"IF(E22=0,\"\",-C20*E35)","v":-15}]
[null,null,null,null,null,null,null,null,null,{"$f":"((L20*L35-((0.5*L20*L35^2+(-O31)-I32)/L35))*L35)/((L20*L35-((0.5*L20*L35^2+(-O31)-I32)/L35))+((0.5*L20*L35^2+(-O31)-I32)/L35))","v":1.5678966915639849},null,"m",null,null,null,null,null,null,null,{"$f":"((V20*V35-((0.5*V20*V35^2+(-Y32)-S31)/V35))*V35)/((V20*V35-((0.5*V20*V35^2+(-Y32)-S31)/V35))+((0.5*V20*V35^2+(-Y32)-S31)/V35))","v":2.1328759770125378},null,"m"]
[]
[]
[]
[]
[]
[]
[]
[null,null,null,{"$f":"IF(D13<0,(D13+D13/2)/$AF$26,\"\")","v":-1.6196245655812276},null,null,null,null,null,{"$f":"IF(D13>0,(D13+D13/2)/$AF$26,\"\")","v":""},null,null,null,{"$f":"IF(N14<0,(N14+N14/2)/$AF$26,\"\")","v":-1.6122385110359025},null,null,null,null,null,{"$f":"IF(N14>0,(N14+N14/2)/$AF$26,\"\")","v":""},null,null,null,{"$f":"IF(X13<0,(X13+X13/2)/$AF$26,\"\")","v":""},null,null,null,null,null,{"$f":"IF(X13>0,(X13+X13/2)/$AF$26,\"\")","v":3.7176360742763022}]
[]
[null,"kiriş faydalı yükseklik d (m)",null,null,null,null,null,{"$f":"O46-M3","v":0.47},null,null,null,null,null,null,null,null,null,{"$f":"Y46-M3","v":0.47}]
[]
[null,"kiriş kolon yüzünden d mesafede kesme kuvveti (KN)",null,null,null,null,null,{"$f":"(L20*L35-((0.5*L20*L35^2-O31-I32)/L35))-L20*(MIN(G4,G41)/2+H101)","v":23.697417289099626},null,null,null,null,null,null,{"$f":"((0.5*L20*L35^2-O31-I32)/L35)-L20*(MIN(Q4,Q41)/2+H101)","v":32.802582710900374},null,null,{"$f":"(V20*V35-((0.5*V20*V35^2-Y32-S31)/V35))-V20*(MIN(Q4,Q41)/2+R101)","v":40.847651379338515},null,null,null,null,null,null,{"$f":"((0.5*V20*V35^2-Y32-S31)/V35)-V20*(MIN(AA4,AA41)/2+R101)","v":33.672348620661481}]
[]
[null,"kiriş kolon yüzünden 2*h mesafede kesme kuvveti (KN)",null,null,null,null,null,{"$f":"(L20*L35-((0.5*L20*L35^2-O31-I32)/L35))-L20*(MIN(G4,G41)/2+2*O46)","v":10.447417289099629},null,null,null,null,null,null,{"$f":"((0.5*L20*L35^2-O31-I32)/L35)-L20*(MIN(Q4,Q41)/2+2*O46)","v":19.552582710900378},null,null,{"$f":"(V20*V35-((0.5*V20*V35^2-Y32-S31)/V35))-V20*(MIN(Q4,Q41)/2+2*Y46)","v":26.53765137933852},null,null,null,null,null,null,{"$f":"((0.5*V20*V35^2-Y32-S31)/V35)-V20*(MIN(AA4,AA41)/2+2*Y46)","v":19.362348620661486}]
[]
[null,"kiriş kolon yüzü kesme kuvveti (KN)",null,null,null,null,null,{"$f":"(L20*L35-((0.5*L20*L35^2-O31-I32)/L35))-L20*MIN(G4,G41)/2","v":35.447417289099626},null,null,null,null,null,null,{"$f":"((0.5*L20*L35^2-O31-I32)/L35)-L20*MIN(Q4,Q41)/2","v":44.552582710900374},null,null,{"$f":"(V20*V35-((0.5*V20*V35^2-Y32-S31)/V35))-V20*MIN(Q4,Q41)/2","v":53.53765137933852},null,null,null,null,null,null,{"$f":"((0.5*V20*V35^2-Y32-S31)/V35)-V20*MIN(AA4,AA41)/2","v":46.362348620661486}]
[]
[null,"kiriş kolon yüzü moment (KNm)",null,null,null,null,null,{"$f":"+I32-(L20*L35-((0.5*L20*L35^2-O31-I32)/L35))*MIN(G4,G41)/3","v":13.097228007061315},null,null,null,null,null,null,{"$f":"-O31-((0.5*L20*L35^2-O31-I32)/L35)*MIN(Q4,Q41)/3","v":28.120750953032555},null,null,{"$f":"+S31-(V20*V35-((0.5*V20*V35^2-Y32-S31)/V35))*MIN(Q4,Q41)/3","v":33.07916413044186},null,null,null,null,null,null,{"$f":"-Y32-((0.5*V20*V35^2-Y32-S31)/V35)*MIN(AA4,AA41)/3","v":19.446088888955494}]

{"sheet":"3_aciklikli","index":2,"n_rows":109,"n_cols":55,"rows_kept":109,"cut":false,"hidden":false,"merged":[[3,54,3,55],[4,54,4,55],[104,1,105,6],[104,7,105,9],[104,10,105,13],[104,14,105,16],[104,17,105,19],[104,20,105,23],[104,24,105,26],[104,27,105,29],[104,30,105,33],[100,27,101,36],[102,27,103,29],[102,30,103,33],[102,34,103,36],[100,1,101,6],[100,7,101,16],[100,17,101,26],[102,1,103,6],[102,7,103,9],[102,10,103,13],[102,14,103,16],[102,17,103,19],[102,20,103,23],[106,27,107,29],[106,30,107,33],[106,34,107,36],[108,27,109,29],[108,30,109,33],[108,34,109,36],[104,34,105,36],[106,1,107,6],[106,7,107,9],[106,10,107,13],[106,14,107,16],[106,17,107,19],[106,20,107,23],[106,24,107,26],[108,1,109,6],[108,7,109,9],[108,10,109,13],[108,14,109,16],[108,17,109,19],[108,20,109,23],[108,24,109,26],[102,24,103,26],[98,39,98,40],[86,3,86,4],[86,9,86,10],[86,13,86,14],[86,19,86,20],[86,23,86,24],[86,29,86,30],[86,33,86,34],[86,39,86,40],[88,15,88,16],[88,25,88,26],[88,35,88,36],[89,5,89,6],[98,3,98,4],[98,9,98,10],[98,13,98,14],[98,19,98,20],[98,23,98,24],[98,29,98,30],[98,33,98,34],[90,9,90,10],[90,19,90,20],[90,29,90,30],[85,39,85,40],[76,3,76,4],[76,9,76,10],[76,13,76,14],[76,19,76,20],[76,23,76,24],[76,29,76,30],[76,33,76,34],[76,39,76,40],[83,7,83,8],[83,17,83,18],[83,27,83,28],[83,37,83,38],[85,3,85,4],[85,9,85,10],[85,13,85,14],[85,19,85,20],[85,23,85,24],[85,29,85,30],[85,33,85,34],[1,1,1,43],[45,34,47,34],[49,31,49,32],[19,31,19,32],[51,39,51,40],[56,35,56,36],[58,37,58,38],[34,31,34,32],[37,36,38,37],[37,38,38,38],[40,36,40,37],[42,31,42,32],[44,27,44,28],[29,34,29,35],[29,36,30,36],[29,38,29,39],[30,34,30,35],[30,38,30,39],[20,31,20,32],[26,34,26,35],[2,12,2,13],[22,28,22,29],[24,24,24,25],[24,26,25,26],[20,35,20,36],[20,37,20,38],[21,34,21,35],[21,36,23,36],[21,38,21,39],[22,34,22,35],[13,3,13,4],[64,31,64,32],[73,33,73,34],[60,4,60,5],[24,28,24,29],[51,29,51,30],[55,17,55,18],[20,25,20,26],[20,27,20,28],[23,28,23,29],[21,28,21,29],[17,23,17,24],[17,26,19,26],[17,28,17,29],[51,3,51,4],[57,15,57,16],[51,13,51,14],[51,23,51,24],[56,7,56,8],[34,4,34,5],[34,11,34,12],[34,21,34,22],[34,37,34,38],[37,6,38,7],[37,8,38,8],[40,6,40,7],[40,16,40,17],[40,26,40,27],[42,11,42,12],[42,21,42,22],[44,7,44,8],[44,17,44,18],[58,7,58,8],[56,27,56,28],[45,14,47,14],[45,24,47,24],[49,11,49,12],[49,21,49,22],[51,9,51,10],[51,19,51,20],[3,36,3,37],[6,36,7,37],[13,33,13,34],[12,36,14,36],[17,33,17,34],[13,8,13,9],[10,26,11,26],[10,28,10,29],[21,24,21,25],[3,6,3,7],[3,16,3,17],[3,26,3,27],[6,6,7,7],[6,8,7,8],[6,16,7,17],[6,18,7,18],[64,11,64,12],[64,21,64,22],[27,34,27,35],[23,34,23,35],[24,34,24,35],[24,36,25,36],[25,34,25,35],[56,25,56,26],[37,16,38,17],[37,18,38,18],[37,26,38,27],[37,28,38,28],[29,24,29,25],[29,26,30,26],[29,28,29,29],[51,33,51,34],[27,24,27,25],[27,28,27,29],[28,34,28,35],[21,26,23,26],[23,24,23,25],[22,24,22,25],[25,18,25,19],[25,24,25,25],[6,38,7,38],[10,33,10,34],[10,36,11,36],[10,38,10,39],[11,33,11,34],[11,38,11,39],[22,38,22,39],[26,38,26,39],[27,38,27,39],[23,38,23,39],[24,38,24,39],[25,38,25,39],[13,38,13,39],[14,33,14,34],[14,38,14,39],[15,33,15,34],[15,36,16,36],[15,38,15,39],[16,33,16,34],[16,38,16,39],[17,36,19,36],[17,38,17,39],[19,39,19,40],[26,36,28,36],[25,28,25,29],[24,4,24,5],[24,6,25,6],[24,8,24,9],[24,14,24,15],[24,16,25,16],[24,18,24,19],[30,4,30,5],[31,8,31,9],[30,14,30,15],[30,18,30,19],[31,24,31,25],[31,28,31,29],[29,4,29,5],[29,6,30,6],[29,8,29,9],[29,14,29,15],[29,16,30,16],[29,18,29,19],[30,8,30,9],[30,24,30,25],[30,28,30,29],[25,41,27,41],[26,4,26,5],[26,6,28,6],[26,8,26,9],[26,14,26,15],[26,16,28,16],[26,18,26,19],[26,24,26,25],[26,26,28,26],[26,28,26,29],[28,4,28,5],[28,8,28,9],[28,14,28,15],[28,18,28,19],[28,24,28,25],[28,28,28,29],[27,4,27,5],[27,8,27,9],[27,14,27,15],[27,18,27,19],[28,38,28,39],[25,4,25,5],[25,8,25,9],[25,14,25,15],[20,5,20,6],[20,7,20,8],[20,11,20,12],[20,15,20,16],[20,17,20,18],[20,21,20,22],[23,4,23,5],[23,8,23,9],[23,14,23,15],[23,18,23,19],[22,4,22,5],[22,8,22,9],[22,14,22,15],[22,18,22,19],[21,4,21,5],[21,6,23,6],[21,8,21,9],[21,14,21,15],[21,16,23,16],[21,18,21,19],[19,2,19,3],[19,11,19,12],[19,21,19,22],[17,3,17,4],[17,6,19,6],[17,8,17,9],[17,13,17,14],[17,16,19,16],[17,18,17,19],[16,3,16,4],[16,8,16,9],[16,13,16,14],[16,18,16,19],[16,23,16,24],[16,28,16,29],[14,23,14,24],[14,28,14,29],[14,8,14,9],[14,13,14,14],[14,18,14,19],[14,41,16,41],[15,3,15,4],[15,6,16,6],[15,8,15,9],[15,13,15,14],[15,16,16,16],[15,18,15,19],[15,23,15,24],[12,23,12,24],[12,26,14,26],[12,28,12,29],[12,3,12,4],[12,8,12,9],[13,13,13,14],[13,18,13,19],[13,23,13,24],[13,28,13,29],[14,3,14,4],[12,6,14,6],[12,13,12,14],[12,16,14,16],[12,18,12,19],[15,26,16,26],[15,28,15,29],[11,3,11,4],[11,8,11,9],[11,13,11,14],[11,18,11,19],[11,23,11,24],[11,28,11,29],[10,3,10,4],[10,6,11,6],[10,8,10,9],[10,13,10,14],[10,16,11,16],[10,18,10,19],[10,23,10,24],[6,26,7,27],[6,28,7,28],[73,39,73,40],[73,29,73,30],[73,19,73,20],[73,9,73,10],[61,4,61,5],[61,8,61,9],[61,14,61,15],[61,18,61,19],[60,18,60,19],[60,8,60,9],[60,14,60,15],[60,24,60,25],[60,28,60,29],[60,34,60,35],[60,38,60,39],[61,38,61,39],[61,34,61,35],[61,28,61,29],[61,24,61,25],[73,3,73,4],[73,13,73,14],[73,23,73,24]]}
[]
[null,"ÇERÇEVE CROSS (3 AÇIKLIKLI) (atalet momentleri etkin rijitlik çarpanı ile çarpılmış)\n(inş.müh. Gürcan BERBEROĞLU tel: 0532 366 02 04   www.betoncelik.com )"]
[null,null,null,null,null,null,null,null,"pas payı  d ' =",null,null,null,0.03,null,"m",null,null,null,null,null,null,"dikkat sadece sarı hücrelere rakam giriniz."]
[null,null,null,null,null,null,0.35,null,"m",null,null,null,null,null,null,null,0.25,null,"m",null,null,null,null,null,null,null,0.25,null,"m",null,null,null,null,null,null,null,0.35,null,"m",null,null,null,null,null,null,null,"kiriş için etkin rijitlik çarpanı =",null,null,null,null,null,null,null,0.35]
[null,null,null,null,null,null,null,null,null,null,null,null,null,null,null,null,null,null,null,null,null,null,null,null,null,null,null,null,null,null,null,null,null,null,null,null,null,null,null,null,null,null,null,null,null,null,"kolon için etkin rijitlik çarpanı =",null,null,null,null,null,null,null,0.7]
[null,null,null,null,null,null,null,null,"m",null,null,null,null,null,null,null,null,null,"m",null,null,null,null,null,null,null,null,null,"m",null,null,null,null,null,null,null,null,null,"m"]
[null,null,null,null,null,null,null,null,0.25,null,null,null,null,null,null,null,null,null,0.35,null,null,null,null,null,null,null,null,null,0.35,null,null,null,null,null,null,null,null,null,0.25]
[null,null,null,null,null,null,null,null,null,null,null,null,null,null,null,null,null,null,null,null,null,null,null,null,null,null,null,null,null,null,null,null,null,null,null,null,null,null,null,null,null,null,null,null,null,null,"Not: kolon ve kiriş atalet momentleri etkin rijitlik çarpanı ile çarpılmıştır."]
[]
[]
[null,null,null,null,null,null,"dm4",null,null,null,null,null,null,null,null,null,"dm4",null,null,null,null,null,null,null,null,null,"dm4",null,null,null,null,null,null,null,null,null,"dm4"]
[]
[null,null,null,{"$f":"SUM(D14:E18)","v":-37.116770102042011},null,null,{"$f":"(I7*G4^3/12*10000)*BC5","v":6.2526041666666643},null,{"$f":"SUM(I14:J18)","v":-12.731052145000405},null,null,null,null,null,null,null,{"$f":"(S7*Q4^3/12*10000)*BC5","v":3.1901041666666661},null,null,null,null,null,null,{"$f":"SUM(X14:Y18)","v":-7.3935705839452401},null,null,{"$f":"(AC7*AA4^3/12*10000)*BC5","v":3.1901041666666661},null,{"$f":"SUM(AC14:AD18)","v":-5.750554898624074},null,null,null,null,null,null,null,{"$f":"(AM7*AK4^3/12*10000)*BC5","v":6.2526041666666643}]
[null,null,null,{"$f":"-I30*G22","v":-1.4072103233013203E-2},null,null,null,null,{"$f":"-I30*G18","v":-4.8267314089235269E-3},null,null,null,null,{"$f":"SUM(N15:O18)","v":7.3919852500873588},null,null,null,null,{"$f":"SUM(S15:T18)","v":5.7493218611790553},null,null,null,null,{"$f":"-(Y30+AC30)*AA22","v":-5.9962226926725849E-3},null,null,null,null,{"$f":"-(Y30+AC30)*AA18","v":-4.6637287609675648E-3},null,null,null,null,{"$f":"SUM(AH15:AI18)","v":37.11304948201677},null,null,null,null,{"$f":"SUM(AM15:AN18)","v":12.729775972331746},null,null,"m"]
[null,null,null,{"$f":"-I28*G22","v":-0.10889108091764581},null,null,null,null,{"$f":"-I28*G18","v":-3.73496407547525E-2},null,null,null,null,{"$f":"-(O29+S29)*Q22","v":1.6682833133020845E-2},null,null,null,null,{"$f":"-(O29+S29)*Q18","v":1.2975536881238432E-2},null,null,null,null,{"$f":"-(Y28+AC28)*AA22","v":-4.6421473723502568E-2},null,null,null,null,{"$f":"-(Y28+AC28)*AA18","v":-3.6105590673835328E-2},null,null,null,null,{"$f":"-AI29*AK22","v":3.9156884520576092E-2},null,null,null,null,{"$f":"-AI29*AK18","v":1.3430811390557596E-2},null,null,3]
[null,null,null,{"$f":"-I26*G22","v":-0.83578514658920433},null,null,"I =",null,{"$f":"-I26*G18","v":-0.28667430528009702},null,null,null,null,{"$f":"-(O27+S27)*Q22","v":0.12909312151445693},null,null,"I =",null,{"$f":"-(O27+S27)*Q18","v":0.10040576117791092},null,null,null,null,{"$f":"-(Y26+AC26)*AA22","v":-0.36001139435496271},null,null,"I =",null,{"$f":"-(Y26+AC26)*AA18","v":-0.28000886227608207},null,null,null,null,{"$f":"-AI27*AK22","v":0.30367249171824057},null,null,"I =",null,{"$f":"-AI27*AK18","v":0.10415966465935647}]
[null,null,null,{"$f":"-I24*G22","v":-5.2764503736246064},null,null,null,null,{"$f":"-I24*G18","v":-1.8098224781532393},null,null,null,null,{"$f":"-(O25+S25)*Q22","v":0.99084436098323359},null,null,null,null,{"$f":"-(O25+S25)*Q18","v":0.77065672520918149},null,null,null,null,{"$f":"-(Y24+AC24)*AA22","v":-2.8964457122770764},null,null,null,null,{"$f":"-(Y24+AC24)*AA18","v":-2.2527911095488369},null,null,null,null,{"$f":"-AI25*AK22","v":2.4431751338030092},null,null,null,null,{"$f":"-AI25*AK18","v":0.83800907089443177}]
[null,null,null,{"$f":"-(E22+I22)*G22","v":-30.881571397677543},null,null,{"$f":"(4*G13/AP15)/((4*G13/AP15)+(4*L21/L35)+(4*G27/AP26))","v":0.1584546090770568},null,{"$f":"-(E22+I22)*G18","v":-10.592378989403393},null,null,null,null,{"$f":"-(O22+O23+S22+S23)*Q22","v":6.2553649344566473},null,null,{"$f":"(4*Q13/AP15)/((4*Q13/AP15)+(4*V21/V35)+(4*Q27/AP26)+(4*L21/L35))","v":6.2459212021261104E-2},null,{"$f":"-(O22+O23+S22+S23)*Q18","v":4.8652838379107246},null,null,null,null,{"$f":"-(Y22+AC22)*AA22","v":-4.0846957808970261},null,null,{"$f":"(4*AA13/AP15)/((4*AA13/AP15)+(4*AA27/AP26)+(4*V21/V35)+(4*AF21/AF35))","v":6.2459212021261104E-2},null,{"$f":"-(Y22+AC22)*AA18","v":-3.1769856073643528},null,null,null,null,{"$f":"-(AI22+AM22+AI23)*AK22","v":34.327044971974942},null,null,{"$f":"(4*AK13/AP15)/((4*AK13/AP15)+(4*AK27/AP26)+(4*AF21/AF35))","v":0.1584546090770568},null,{"$f":"-(AI22+AM22+AI23)*AK18","v":11.774176425387401}]
[]
[null,"q =",10,null,"KN/m",null,null,null,null,null,"q =",44.29,null,"KN/m",null,null,null,null,null,null,"q =",35.130000000000003,null,"KN/m",null,null,null,null,null,null,"q =",44.29,null,"KN/m",null,null,null,null,"q =",10,null,"KN/m"]
[null,null,null,null,null,0,null,{"$f":"(4*L21/L35)/((4*G13/AP15)+(4*L21/L35)+(4*G27/AP26))","v":0.37957860061082405},null,null,"I =",{"$f":"((L43*H45^3/12+H45*L43*(((H45*L43*H45/2+L50*(O46-H45)*((O46-H45)/2+H45))/(L43*H45+(O46-H45)*L50))-H45/2)^2+L50*(O46-H45)^3/12+L50*(O46-H45)*(O46-((H45*L43*H45/2+L50*(O46-H45)*((O46-H45)/2+H45))/(L43*H45+(O46-H45)*L50))-(O46-H45)/2)^2)*10000)*BC4","v":22.966475733905252},null,"dm4",null,{"$f":"(4*L21/L35)/((4*Q13/AP15)+(4*V21/V35)+(4*Q27/AP26)+(4*L21/L35))","v":0.29325769472695606},null,{"$f":"(4*V21/V35)/((4*Q13/AP15)+(4*V21/V35)+(4*Q27/AP26)+(4*L21/L35))","v":0.56397839208158995},null,null,"I =",{"$f":"((V43*R45^3/12+R45*V43*(((R45*V43*R45/2+V50*(Y46-R45)*((Y46-R45)/2+R45))/(V43*R45+(Y46-R45)*V50))-R45/2)^2+V50*(Y46-R45)^3/12+V50*(Y46-R45)*(Y46-((R45*V43*R45/2+V50*(Y46-R45)*((Y46-R45)/2+R45))/(V43*R45+(Y46-R45)*V50))-(Y46-R45)/2)^2)*10000)*BC4","v":29.285282180232546},null,"dm4",null,{"$f":"(4*V21/V35)/((4*AA13/AP15)+(4*AA27/AP26)+(4*V21/V35)+(4*AF21/AF35))","v":0.56397839208158995},null,{"$f":"(4*AF21/AF35)/((4*AA13/AP15)+(4*AA27/AP26)+(4*V21/V35)+(4*AF21/AF35))","v":0.29325769472695606},null,null,"I =",{"$f":"((AF43*AB45^3/12+AB45*AF43*(((AB45*AF43*AB45/2+AF50*(AI46-AB45)*((AI46-AB45)/2+AB45))/(AF43*AB45+(AI46-AB45)*AF50))-AB45/2)^2+AF50*(AI46-AB45)^3/12+AF50*(AI46-AB45)*(AI46-((AB45*AF43*AB45/2+AF50*(AI46-AB45)*((AI46-AB45)/2+AB45))/(AF43*AB45+(AI46-AB45)*AF50))-(AI46-AB45)/2)^2)*10000)*BC4","v":22.966475733905252},null,"dm4",null,{"$f":"(4*AF21/AF35)/((4*AK13/AP15)+(4*AK27/AP26)+(4*AF21/AF35))","v":0.37957860061082405},null,0]
[null,null,null,null,{"$f":"-C20*E35*E35/2","v":-11.25},null,{"$f":"(4*G27/AP26)/((4*G13/AP15)+(4*L21/L35)+(4*G27/AP26))","v":0.46196679031211912},null,{"$f":"L20*L35^2/12","v":78.098033333333319},null,null,null,null,null,{"$f":"-L20*L35^2/12","v":-78.098033333333319},null,{"$f":"(4*Q27/AP26)/((4*Q13/AP15)+(4*V21/V35)+(4*Q27/AP26)+(4*L21/L35))","v":8.0304701170192866E-2},null,{"$f":"V20*V35^2/12","v":27.233068749999997},null,null,null,null,null,{"$f":"-V20*V35^2/12","v":-27.233068749999997},null,{"$f":"(4*AA27/AP26)/((4*AA13/AP15)+(4*AA27/AP26)+(4*V21/V35)+(4*AF21/AF35))","v":8.0304701170192866E-2},null,{"$f":"AF20*AF35^2/12","v":78.098033333333319},null,null,null,null,null,{"$f":"-AF20*AF35^2/12","v":-78.098033333333319},null,{"$f":"(4*AK27/AP26)/((4*AK13/AP15)+(4*AK27/AP26)+(4*AF21/AF35))","v":0.46196679031211912},null,{"$f":"AN20*AL35*AL35/2","v":11.25}]
[null,null,null,null,null,null,null,null,{"$f":"-(E22+I22)*H21","v":-25.374082946252379},null,null,null,null,null,{"$f":"+I23/2","v":-12.68704147312619},null,null,null,{"$f":"+Y23/2","v":-14.343370469497673},null,null,null,null,null,{"$f":"-(Y22+AC22)*Z21","v":-28.686740938995346},null,null,null,{"$f":"-(Y22+AC22)*AB21","v":-14.916542256076594},null,null,null,null,null,{"$f":"+AC23/2","v":-7.4582711280382972}]
[null,null,null,null,null,null,null,null,{"$f":"+O24/2","v":11.421709274945224},null,null,null,null,null,{"$f":"-(O22+O23+S22+S23)*P21","v":22.843418549890448},null,null,null,{"$f":"-(O22+O23+S22+S23)*R21","v":43.931309203699357},null,null,null,null,null,{"$f":"+S24/2","v":21.965654601849678},null,null,null,{"$f":"+AI24/2","v":14.102541532004635},null,null,null,null,null,{"$f":"-(AI22+AM22+AI23)*AJ21","v":28.205083064009269}]
[null,null,null,null,null,null,"dm4",null,{"$f":"-I24*H21","v":-4.3354364231673781},null,null,null,null,null,{"$f":"+I25/2","v":-2.167718211583689},null,"dm4",null,{"$f":"+Y25/2","v":-10.170841630427288},null,null,null,null,null,{"$f":"-(Y24+AC24)*Z21","v":-20.341683260854577},null,"dm4",null,{"$f":"-(Y24+AC24)*AB21","v":-10.577276051173826},null,null,null,null,null,{"$f":"+AC25/2","v":-5.2886380255869128},null,"dm4",null,null,null,null,"m"]
[null,null,null,null,null,null,null,null,{"$f":"+O26/2","v":1.8091888077593672},null,null,null,null,null,{"$f":"-(O25+S25)*P21","v":3.6183776155187344},null,null,null,{"$f":"-(O25+S25)*R21","v":6.9586811402998272},null,null,null,null,null,{"$f":"+S26/2","v":3.4793405701499136},null,null,null,{"$f":"+AI26/2","v":1.0037269104447359},null,null,null,null,null,{"$f":"-AI25*AJ21","v":2.0074538208894719},null,null,null,null,null,null,3]
[null,null,null,null,null,null,{"$f":"(I38*G41^3/12*10000)*BC5","v":18.229166666666664},null,{"$f":"-I26*H21","v":-0.68672935589006578},null,null,null,null,null,{"$f":"+I27/2","v":-0.34336467794503289},null,{"$f":"(S38*Q41^3/12*10000)*BC5","v":4.1015625},null,{"$f":"+Y27/2","v":-1.2641765946495174},null,null,null,null,null,{"$f":"-(Y26+AC26)*Z21","v":-2.5283531892990347},null,{"$f":"(AC38*AA41^3/12*10000)*BC5","v":4.1015625},null,{"$f":"-(Y26+AC26)*AB21","v":-1.3146940346645697},null,null,null,null,null,{"$f":"+AC27/2","v":-0.65734701733228484},null,{"$f":"(AM38*AK41^3/12*10000)*BC5","v":18.229166666666664}]
[null,null,null,null,null,null,null,null,{"$f":"+O28/2","v":0.23571192388975756},null,null,null,null,null,{"$f":"-(O27+S27)*P21","v":0.47142384777951513},null,null,null,{"$f":"-(O27+S27)*R21","v":0.90661854212266735},null,null,null,null,null,{"$f":"+S28/2","v":0.45330927106133367},null,null,null,{"$f":"+AI28/2","v":0.12475743047734389},null,null,null,null,null,{"$f":"-AI27*AJ21","v":0.24951486095468778}]
[null,null,null,null,null,null,null,null,{"$f":"-I28*H21","v":-8.9471202217359241E-2},null,null,null,null,null,{"$f":"+I29/2","v":-4.4735601108679621E-2},null,null,null,{"$f":"+Y29/2","v":-0.16300856442484588},null,null,null,null,null,{"$f":"-(Y28+AC28)*Z21","v":-0.32601712884969175},null,null,null,{"$f":"-(Y28+AC28)*AB21","v":-0.16952250829164792},null,null,null,null,null,{"$f":"+AC29/2","v":-8.4761254145823958E-2}]
[null,null,null,null,null,null,"I =",null,{"$f":"+O30/2","v":3.0461287538668422E-2},null,null,null,null,null,{"$f":"-(O29+S29)*P21","v":6.0922575077336845E-2},null,"I =",null,{"$f":"-(O29+S29)*R21","v":0.11716322044192937},null,null,null,null,null,{"$f":"+S30/2","v":5.8581610220964683E-2},null,"I =",null,{"$f":"+AI30/2","v":1.6086779117345133E-2},null,null,null,null,null,{"$f":"-AI29*AJ21","v":3.2173558234690265E-2},null,"I ="]
[null,null,null,null,null,null,null,null,{"$f":"-I30*H21","v":-1.1562452896731693E-2},null,null,null,null,null,{"$f":"SUM(O22:P30)","v":-66.346750708830868},null,null,null,{"$f":"SUM(S22:T30)","v":53.205443597564447},null,null,null,null,null,{"$f":"-(Y30+AC30)*Z21","v":-4.2111358158342105E-2},null,null,null,{"$f":"-(Y30+AC30)*AB21","v":-2.189707972632756E-2},null,null,null,null,null,{"$f":"SUM(AI22:AJ30)","v":-61.092825454348507}]
[null,null,null,null,null,null,null,null,{"$f":"SUM(I22:J31)","v":61.097822247042423},null,null,null,null,null,null,null,null,null,null,null,null,null,null,null,{"$f":"SUM(Y22:Z31)","v":-53.201088572875101},null,null,null,{"$f":"SUM(AC22:AD31)","v":66.345214055444416}]
[]
[]
[null,null,null,null,1.5,null,"m",null,null,null,null,4.5999999999999996,null,"m",null,null,null,null,null,null,null,3.05,null,"m",null,null,null,null,null,null,null,4.5999999999999996,null,"m",null,null,null,1.5,null,"m"]
[]
[null,null,null,null,null,null,null,null,"m",null,null,null,null,null,null,null,null,null,"m",null,null,null,null,null,null,null,null,null,"m",null,null,null,null,null,null,null,null,null,"m"]
[null,null,null,null,null,null,null,null,0.25,null,null,null,null,null,null,null,null,null,0.45,null,null,null,null,null,null,null,null,null,0.45,null,null,null,null,null,null,null,null,null,0.25]
[]
[]
[null,null,null,null,null,null,0.5,null,"m",null,null,null,null,null,null,null,0.25,null,"m",null,null,null,null,null,null,null,0.25,null,"m",null,null,null,null,null,null,null,0.5,null,"m"]
[]
[null,null,null,null,null,null,null,null,null,null,null,0.61599999999999999,null,"m",null,null,null,null,null,null,null,1.18,null,"m",null,null,null,null,null,null,null,0.61599999999999999,null,"m"]
[]
[null,null,null,null,null,null,null,0.13,null,"m",null,null,null,null,"m",null,null,0.13,null,"m",null,null,null,null,"m",null,null,0.13,null,"m",null,null,null,null,"m"]
[null,null,null,null,null,null,null,null,null,null,null,null,null,null,0.6,null,null,null,null,null,null,null,null,null,0.6,null,null,null,null,null,null,null,null,null,0.6]
[]
[]
[]
[null,null,null,null,null,null,null,null,null,null,null,0.25,null,"m",null,null,null,null,null,null,null,0.25,null,"m",null,null,null,null,null,null,null,0.25,null,"m"]
[]
[null,null,null,{"$f":"IF(I13<0,I13/2,\"\")","v":-6.3655260725002023},null,null,null,null,null,{"$f":"IF(I13>0,I13/2,\"\")","v":""},null,null,null,{"$f":"IF(S14<0,S14/2,\"\")","v":""},null,null,null,null,null,{"$f":"IF(S14>0,S14/2,\"\")","v":2.8746609305895277},null,null,null,{"$f":"IF(AC13<0,AC13/2,\"\")","v":-2.875277449312037},null,null,null,null,null,{"$f":"IF(AC13>0,AC13/2,\"\")","v":""},null,null,null,{"$f":"IF(AM14<0,AM14/2,\"\")","v":""},null,null,null,null,null,{"$f":"IF(AM14>0,AM14/2,\"\")","v":6.3648879861658729}]
[]
[]
[null,null,null,null,null,null,null,null,null,"moment diyagramı (KNm)"]
[null,null,null,null,null,null,null,null,null,null,null,null,null,null,null,null,null,{"$f":"-S31","v":-53.205443597564447}]
[null,null,null,null,null,null,null,{"$f":"-I32","v":-61.097822247042423},null,null,null,null,null,null,null,null,null,null,null,null,null,null,null,null,null,{"$f":"Y32","v":-53.201088572875101},null,{"$f":"-AC32","v":-66.345214055444416},null,null,null,null,null,null,null,{"$f":"AI31","v":-61.092825454348507}]
[null,null,null,null,null,null,null,null,null,null,null,null,null,null,null,{"$f":"O31","v":-66.346750708830868}]
[null,null,null,null,null,null,null,{"$f":"IF(E22=0,\"\",+E22)","v":-11.25},null,null,null,null,null,null,null,null,null,null,null,null,null,null,null,null,null,null,null,null,null,null,null,null,null,null,null,null,null,{"$f":"IF(AM22=0,\"\",-AM22)","v":-11.25}]
[]
[null,null,null,null,{"$f":"IF(I13>0,-I13,\"\")","v":""},null,null,null,{"$f":"IF(I13<0,-I13,\"\")","v":12.731052145000405},null,null,null,null,null,{"$f":"IF(S14>0,-S14,\"\")","v":-5.7493218611790553},null,null,null,{"$f":"IF(S14<0,-S14,\"\")","v":""},null,null,null,null,null,{"$f":"IF(AC13>0,-AC13,\"\")","v":""},null,null,null,{"$f":"IF(AC13<0,-AC13,\"\")","v":5.750554898624074},null,null,null,null,null,{"$f":"IF(AM14>0,-AM14,\"\")","v":-12.729775972331746},null,null,null,{"$f":"IF(AM14<0,-AM14,\"\")","v":""}]
[null,null,null,null,{"$f":"IF(D13<0,D13,\"\")","v":-37.116770102042011},null,null,null,{"$f":"IF(D13>0,D13,\"\")","v":""},null,null,null,null,null,{"$f":"IF(N14<0,N14,\"\")","v":""},null,null,null,{"$f":"IF(N14>0,N14,\"\")","v":7.3919852500873588},null,null,null,null,null,{"$f":"IF(X13<0,X13,\"\")","v":-7.3935705839452401},null,null,null,{"$f":"IF(X13>0,X13,\"\")","v":""},null,null,null,null,null,{"$f":"IF(AH14<0,AH14,\"\")","v":""},null,null,null,{"$f":"IF(AH14>0,AH14,\"\")","v":37.11304948201677}]
[]
[]
[null,null,null,null,null,null,null,null,null,null,null,{"$f":"(((I32-(-O31))/L35+L20*L35*0.5)^2/(2*L20))-I32","v":53.439462595789983},null,null,null,null,null,null,null,null,null,{"$f":"(((S31-(-Y32))/V35+V20*V35*0.5)^2/(2*V20))-S31","v":-12.353662931201377},null,null,null,null,null,null,null,null,null,{"$f":"(((AC32-(-AI31))/AF35+AF20*AF35*0.5)^2/(2*AF20))-AC32","v":53.44274870473231}]
[]
[]
[]
[]
[]
[]
[]
[]
[null,null,null,{"$f":"IF(D13>0,-D13/2,\"\")","v":""},null,null,null,null,null,{"$f":"IF(D13<0,-D13/2,\"\")","v":18.558385051021006},null,null,null,{"$f":"IF(N14>0,-N14/2,\"\")","v":-3.6959926250436794},null,null,null,null,null,{"$f":"IF(N14<0,-N14/2,\"\")","v":""},null,null,null,{"$f":"IF(X13>0,-X13/2,\"\")","v":""},null,null,null,null,null,{"$f":"IF(X13<0,-X13/2,\"\")","v":3.6967852919726201},null,null,null,{"$f":"IF(AH14>0,-AH14/2,\"\")","v":-18.556524741008385},null,null,null,null,null,{"$f":"IF(AH14<0,-AH14/2,\"\")","v":""}]
[]
[]
[null,null,null,{"$f":"IF(I13<0,(I13+I13/2)/$AP$15,\"\")","v":-6.3655260725002023},null,null,null,null,null,{"$f":"IF(I13>0,(I13+I13/2)/$AP$15,\"\")","v":""},null,null,null,{"$f":"IF(S14<0,(S14+S14/2)/$AP$15,\"\")","v":""},null,null,null,null,null,{"$f":"IF(S14>0,(S14+S14/2)/$AP$15,\"\")","v":2.8746609305895277},null,null,null,{"$f":"IF(AC13<0,(AC13+AC13/2)/$AP$15,\"\")","v":-2.875277449312037},null,null,null,null,null,{"$f":"IF(AC13>0,(AC13+AC13/2)/$AP$15,\"\")","v":""},null,null,null,{"$f":"IF(AM14<0,(AM14+AM14/2)/$AP$15,\"\")","v":""},null,null,null,null,null,{"$f":"IF(AM14>0,(AM14+AM14/2)/$AP$15,\"\")","v":6.3648879861658729}]
[]
[]
[null,null,null,null,null,null,null,null,null,"kesme kuvveti diyagramı (KN)"]
[]
[]
[]
[null,null,null,null,null,null,null,{"$f":"L20*L35+P89","v":100.72592859526337},null,null,null,null,null,null,null,null,null,{"$f":"V20*V35+Z89","v":53.574677876947334},null,null,null,null,null,null,null,null,null,{"$f":"AF20*AF35+AJ89","v":103.00882360893389},null,null,null,null,null,null,null,null,null,{"$f":"IF(AM22=0,\"\",AN20*AL35)","v":15}]
[]
[null,null,null,{"$f":"IF(D77<0,D77,\"\")","v":-6.3655260725002023},null,null,null,null,null,{"$f":"IF(J77>0,J77,\"\")","v":""},null,null,null,{"$f":"IF(N77<0,N77,\"\")","v":""},null,null,null,null,null,{"$f":"IF(T77>0,T77,\"\")","v":2.8746609305895277},null,null,null,{"$f":"IF(X77<0,X77,\"\")","v":-2.875277449312037},null,null,null,null,null,{"$f":"IF(AD77>0,AD77,\"\")","v":""},null,null,null,{"$f":"IF(AH77<0,AH77,\"\")","v":""},null,null,null,null,null,{"$f":"IF(AN77>0,AN77,\"\")","v":6.3648879861658729}]
[null,null,null,{"$f":"IF(D99<0,D99,\"\")","v":-18.558385051021006},null,null,null,null,null,{"$f":"IF(J99>0,J99,\"\")","v":""},null,null,null,{"$f":"IF(N99<0,N99,\"\")","v":""},null,null,null,null,null,{"$f":"IF(T99>0,T99,\"\")","v":3.6959926250436794},null,null,null,{"$f":"IF(X99<0,X99,\"\")","v":-3.6967852919726201},null,null,null,null,null,{"$f":"IF(AD99>0,AD99,\"\")","v":""},null,null,null,{"$f":"IF(AH99<0,AH99,\"\")","v":""},null,null,null,null,null,{"$f":"IF(AN99>0,AN99,\"\")","v":18.556524741008385}]
[]
[null,null,null,null,null,null,null,null,null,null,null,null,null,null,null,{"$f":"-(0.5*L20*L35^2+(-O31)-I32)/L35","v":-103.00807140473661},null,null,null,null,null,null,null,null,null,{"$f":"-(0.5*V20*V35^2+(-Y32)-S31)/V35","v":-53.571822123052669},null,null,null,null,null,null,null,null,null,{"$f":"-(0.5*AF20*AF35^2+(-AI31)-AC32)/AF35","v":-100.72517639106609}]
[null,null,null,null,null,{"$f":"IF(E22=0,\"\",-C20*E35)","v":-15}]
[null,null,null,null,null,null,null,null,null,{"$f":"((L20*L35-((0.5*L20*L35^2+(-O31)-I32)/L35))*L35)/((L20*L35-((0.5*L20*L35^2+(-O31)-I32)/L35))+((0.5*L20*L35^2+(-O31)-I32)/L35))","v":2.27423636476097},null,"m",null,null,null,null,null,null,null,{"$f":"((V20*V35-((0.5*V20*V35^2+(-Y32)-S31)/V35))*V35)/((V20*V35-((0.5*V20*V35^2+(-Y32)-S31)/V35))+((0.5*V20*V35^2+(-Y32)-S31)/V35))","v":1.5250406455151531},null,"m",null,null,null,null,null,null,null,{"$f":"((AF20*AF35-((0.5*AF20*AF35^2+(-AI31)-AC32)/AF35))*AF35)/((AF20*AF35-((0.5*AF20*AF35^2+(-AI31)-AC32)/AF35))+((0.5*AF20*AF35^2+(-AI31)-AC32)/AF35))","v":2.3257806188515215},null,"m"]
[]
[]
[]
[]
[]
[]
[]
[null,null,null,{"$f":"IF(D13<0,(D13+D13/2)/$AP$26,\"\")","v":-18.558385051021006},null,null,null,null,null,{"$f":"IF(D13>0,(D13+D13/2)/$AP$26,\"\")","v":""},null,null,null,{"$f":"IF(N14<0,(N14+N14/2)/$AP$26,\"\")","v":""},null,null,null,null,null,{"$f":"IF(N14>0,(N14+N14/2)/$AP$26,\"\")","v":3.6959926250436794},null,null,null,{"$f":"IF(X13<0,(X13+X13/2)/$AP$26,\"\")","v":-3.6967852919726201},null,null,null,null,null,{"$f":"IF(X13>0,(X13+X13/2)/$AP$26,\"\")","v":""},null,null,null,{"$f":"IF(AH14<0,(AH14+AH14/2)/$AP$26,\"\")","v":""},null,null,null,null,null,{"$f":"IF(AH14>0,(AH14+AH14/2)/$AP$26,\"\")","v":18.556524741008385}]
[]
[null,"kiriş faydalı yükseklik d (m)",null,null,null,null,null,{"$f":"O46-M3","v":0.56999999999999995},null,null,null,null,null,null,null,null,null,{"$f":"Y46-M3","v":0.56999999999999995},null,null,null,null,null,null,null,null,null,{"$f":"AI46-M3","v":0.56999999999999995}]
[]
[null,"kiriş kolon yüzünden d mesafede kesme kuvveti (KN)",null,null,null,null,null,{"$f":"(L20*L35-((0.5*L20*L35^2-O31-I32)/L35))-L20*(MIN(G4,G41)/2+H101)","v":67.729878595263372},null,null,null,null,null,null,{"$f":"((0.5*L20*L35^2-O31-I32)/L35)-L20*(MIN(Q4,Q41)/2+H101)","v":72.226521404736616},null,null,{"$f":"(V20*V35-((0.5*V20*V35^2-Y32-S31)/V35))-V20*(MIN(Q4,Q41)/2+R101)","v":29.159327876947334},null,null,null,null,null,null,{"$f":"((0.5*V20*V35^2-Y32-S31)/V35)-V20*(MIN(AA4,AA41)/2+R101)","v":29.156472123052669},null,null,{"$f":"(AF20*AF35-((0.5*AF20*AF35^2-AI31-AC32)/AF35))-AF20*(MIN(AA4,AA41)/2+AB101)","v":72.227273608933899},null,null,null,null,null,null,{"$f":"((0.5*AF20*AF35^2-AI31-AC32)/AF35)-AF20*(MIN(AK4,AK41)/2+AB101)","v":67.729126391066089}]
[]
[null,"kiriş kolon yüzünden 2*h mesafede kesme kuvveti (KN)",null,null,null,null,null,{"$f":"(L20*L35-((0.5*L20*L35^2-O31-I32)/L35))-L20*(MIN(G4,G41)/2+2*O46)","v":39.827178595263369},null,null,null,null,null,null,{"$f":"((0.5*L20*L35^2-O31-I32)/L35)-L20*(MIN(Q4,Q41)/2+2*O46)","v":44.323821404736613},null,null,{"$f":"(V20*V35-((0.5*V20*V35^2-Y32-S31)/V35))-V20*(MIN(Q4,Q41)/2+2*Y46)","v":7.0274278769473284},null,null,null,null,null,null,{"$f":"((0.5*V20*V35^2-Y32-S31)/V35)-V20*(MIN(AA4,AA41)/2+2*Y46)","v":7.0245721230526641},null,null,{"$f":"(AF20*AF35-((0.5*AF20*AF35^2-AI31-AC32)/AF35))-AF20*(MIN(AA4,AA41)/2+2*AI46)","v":44.324573608933896},null,null,null,null,null,null,{"$f":"((0.5*AF20*AF35^2-AI31-AC32)/AF35)-AF20*(MIN(AK4,AK41)/2+2*AI46)","v":39.826426391066086}]
[]
[null,"kiriş kolon yüzü kesme kuvveti (KN)",null,null,null,null,null,{"$f":"(L20*L35-((0.5*L20*L35^2-O31-I32)/L35))-L20*MIN(G4,G41)/2","v":92.975178595263372},null,null,null,null,null,null,{"$f":"((0.5*L20*L35^2-O31-I32)/L35)-L20*MIN(Q4,Q41)/2","v":97.471821404736616},null,null,{"$f":"(V20*V35-((0.5*V20*V35^2-Y32-S31)/V35))-V20*MIN(Q4,Q41)/2","v":49.183427876947334},null,null,null,null,null,null,{"$f":"((0.5*V20*V35^2-Y32-S31)/V35)-V20*MIN(AA4,AA41)/2","v":49.18057212305267},null,null,{"$f":"(AF20*AF35-((0.5*AF20*AF35^2-AI31-AC32)/AF35))-AF20*MIN(AA4,AA41)/2","v":97.472573608933899},null,null,null,null,null,null,{"$f":"((0.5*AF20*AF35^2-AI31-AC32)/AF35)-AF20*MIN(AK4,AK41)/2","v":92.974426391066089}]
[]
[null,"kiriş kolon yüzü moment (KNm)",null,null,null,null,null,{"$f":"+I32-(L20*L35-((0.5*L20*L35^2-O31-I32)/L35))*MIN(G4,G41)/3","v":49.346463910928364},null,null,null,null,null,null,{"$f":"-O31-((0.5*L20*L35^2-O31-I32)/L35)*MIN(Q4,Q41)/3","v":57.762744758436149},null,null,{"$f":"+S31-(V20*V35-((0.5*V20*V35^2-Y32-S31)/V35))*MIN(Q4,Q41)/3","v":48.740887107818835},null,null,null,null,null,null,{"$f":"-Y32-((0.5*V20*V35^2-Y32-S31)/V35)*MIN(AA4,AA41)/3","v":48.736770062620714},null,null,{"$f":"+AC32-(AF20*AF35-((0.5*AF20*AF35^2-AI31-AC32)/AF35))*MIN(AA4,AA41)/3","v":57.761145421366592},null,null,null,null,null,null,{"$f":"-AI31-((0.5*AF20*AF35^2-AI31-AC32)/AF35)*MIN(AK4,AK41)/3","v":49.341554875390798}]

{"sheet":"4_aciklikli","index":3,"n_rows":109,"n_cols":65,"rows_kept":109,"cut":false,"hidden":false,"merged":[[3,64,3,65],[4,64,4,65],[104,34,105,36],[104,37,105,39],[104,40,105,43],[104,44,105,46],[104,1,105,6],[104,7,105,9],[104,10,105,13],[104,14,105,16],[104,17,105,19],[104,20,105,23],[104,24,105,26],[104,27,105,29],[104,30,105,33],[100,37,101,46],[102,37,103,39],[102,40,103,43],[102,44,103,46],[6,8,7,8],[6,16,7,17],[88,45,88,46],[89,5,89,6],[98,3,98,4],[106,37,107,39],[106,40,107,43],[106,44,107,46],[108,37,109,39],[108,40,109,43],[108,44,109,46],[106,34,107,36],[108,1,109,6],[108,7,109,9],[108,10,109,13],[108,14,109,16],[108,17,109,19],[108,20,109,23],[108,24,109,26],[108,27,109,29],[108,30,109,33],[108,34,109,36],[106,1,107,6],[106,7,107,9],[106,10,107,13],[106,14,107,16],[106,17,107,19],[106,20,107,23],[106,24,107,26],[106,27,107,29],[106,30,107,33],[2,12,2,13],[100,1,101,6],[100,7,101,16],[100,17,101,26],[100,27,101,36],[102,1,103,6],[102,7,103,9],[102,10,103,13],[102,14,103,16],[102,17,103,19],[102,20,103,23],[102,24,103,26],[102,27,103,29],[102,30,103,33],[102,34,103,36],[11,18,11,19],[11,23,11,24],[3,6,3,7],[3,16,3,17],[3,26,3,27],[3,36,3,37],[6,6,7,7],[98,9,98,10],[98,13,98,14],[98,19,98,20],[98,23,98,24],[98,29,98,30],[98,33,98,34],[98,39,98,40],[98,43,98,44],[90,9,90,10],[90,19,90,20],[90,29,90,30],[90,39,90,40],[98,49,98,50],[85,49,85,50],[86,3,86,4],[86,9,86,10],[86,13,86,14],[86,19,86,20],[86,23,86,24],[86,29,86,30],[86,33,86,34],[86,39,86,40],[86,43,86,44],[86,49,86,50],[85,3,85,4],[85,9,85,10],[85,13,85,14],[85,19,85,20],[85,23,85,24],[85,29,85,30],[85,33,85,34],[85,39,85,40],[85,43,85,44],[88,15,88,16],[88,25,88,26],[88,35,88,36],[51,3,51,4],[51,13,51,14],[51,23,51,24],[51,33,51,34],[76,49,76,50],[83,7,83,8],[83,17,83,18],[83,27,83,28],[83,37,83,38],[83,47,83,48],[76,3,76,4],[76,9,76,10],[76,13,76,14],[76,19,76,20],[76,23,76,24],[76,29,76,30],[76,33,76,34],[76,39,76,40],[76,43,76,44],[73,39,73,40],[73,49,73,50],[60,4,60,5],[60,14,60,15],[60,24,60,25],[61,8,61,9],[61,14,61,15],[61,18,61,19],[61,24,61,25],[61,28,61,29],[60,34,60,35],[61,34,61,35],[61,38,61,39],[60,44,60,45],[61,44,61,45],[61,48,61,49],[73,43,73,44],[13,8,13,9],[13,3,13,4],[64,31,64,32],[64,41,64,42],[12,6,14,6],[12,13,12,14],[12,16,14,16],[12,18,12,19],[12,23,12,24],[13,38,13,39],[14,3,14,4],[14,8,14,9],[14,13,14,14],[14,18,14,19],[14,23,14,24],[14,28,14,29],[14,33,14,34],[14,38,14,39],[12,8,12,9],[51,43,51,44],[73,9,73,10],[73,19,73,20],[73,29,73,30],[13,13,13,14],[13,18,13,19],[13,23,13,24],[13,28,13,29],[13,33,13,34],[51,49,51,50],[56,45,56,46],[58,47,58,48],[60,48,60,49],[17,33,17,34],[17,36,19,36],[17,38,17,39],[20,25,20,26],[20,27,20,28],[20,31,20,32],[20,35,20,36],[20,37,20,38],[20,17,20,18],[20,21,20,22],[21,38,21,39],[22,18,22,19],[22,24,22,25],[22,28,22,29],[6,38,7,38],[10,3,10,4],[10,6,11,6],[10,8,10,9],[10,13,10,14],[10,16,11,16],[10,18,10,19],[10,23,10,24],[11,28,11,29],[11,33,11,34],[11,38,11,39],[10,26,11,26],[10,28,10,29],[10,33,10,34],[10,36,11,36],[10,38,10,39],[11,3,11,4],[11,8,11,9],[11,13,11,14],[6,18,7,18],[6,26,7,27],[6,28,7,28],[6,36,7,37],[14,51,16,51],[15,3,15,4],[15,6,16,6],[15,8,15,9],[15,13,15,14],[15,16,16,16],[15,18,15,19],[15,23,15,24],[15,26,16,26],[15,28,15,29],[15,33,15,34],[15,36,16,36],[15,38,15,39],[16,3,16,4],[16,8,16,9],[16,13,16,14],[16,18,16,19],[16,23,16,24],[16,28,16,29],[16,33,16,34],[12,26,14,26],[12,28,12,29],[12,36,14,36],[12,3,12,4],[19,2,19,3],[19,11,19,12],[19,21,19,22],[19,31,19,32],[16,38,16,39],[17,3,17,4],[17,6,19,6],[17,8,17,9],[17,13,17,14],[17,16,19,16],[17,18,17,19],[17,23,17,24],[17,26,19,26],[17,28,17,29],[21,4,21,5],[21,6,23,6],[21,8,21,9],[21,14,21,15],[21,16,23,16],[20,5,20,6],[20,7,20,8],[20,11,20,12],[20,15,20,16],[22,4,22,5],[22,8,22,9],[22,14,22,15],[23,4,23,5],[23,8,23,9],[23,14,23,15],[22,34,22,35],[24,26,25,26],[24,28,24,29],[22,38,22,39],[21,18,21,19],[21,24,21,25],[21,26,23,26],[21,28,21,29],[21,34,21,35],[21,36,23,36],[23,34,23,35],[23,38,23,39],[23,18,23,19],[23,24,23,25],[23,28,23,29],[24,34,24,35],[24,36,25,36],[24,38,24,39],[25,4,25,5],[25,8,25,9],[25,14,25,15],[25,18,25,19],[25,24,25,25],[25,28,25,29],[25,34,25,35],[25,38,25,39],[24,4,24,5],[24,6,25,6],[24,8,24,9],[24,14,24,15],[24,16,25,16],[24,18,24,19],[24,24,24,25],[25,51,27,51],[26,4,26,5],[26,6,28,6],[26,8,26,9],[26,14,26,15],[26,16,28,16],[26,18,26,19],[26,24,26,25],[26,26,28,26],[26,28,26,29],[26,34,26,35],[26,36,28,36],[26,38,26,39],[27,4,27,5],[27,8,27,9],[27,14,27,15],[27,18,27,19],[27,24,27,25],[27,28,27,29],[27,34,27,35],[27,38,27,39],[28,4,28,5],[28,8,28,9],[28,14,28,15],[28,18,28,19],[28,24,28,25],[28,28,28,29],[28,34,28,35],[28,38,28,39],[29,4,29,5],[29,6,30,6],[29,8,29,9],[29,14,29,15],[29,16,30,16],[29,18,29,19],[30,4,30,5],[30,14,30,15],[30,18,30,19],[29,24,29,25],[29,26,30,26],[29,28,29,29],[29,34,29,35],[29,36,30,36],[29,38,29,39],[30,34,30,35],[30,38,30,39],[34,4,34,5],[34,11,34,12],[34,21,34,22],[34,31,34,32],[34,47,34,48],[37,6,38,7],[37,8,38,8],[37,16,38,17],[37,18,38,18],[37,26,38,27],[30,8,30,9],[30,24,30,25],[30,28,30,29],[30,44,30,45],[31,8,31,9],[31,24,31,25],[31,28,31,29],[42,11,42,12],[42,21,42,22],[42,31,42,32],[44,7,44,8],[44,17,44,18],[44,27,44,28],[37,28,38,28],[37,36,38,37],[37,38,38,38],[40,6,40,7],[40,16,40,17],[40,26,40,27],[40,36,40,37],[44,37,44,38],[51,9,51,10],[51,19,51,20],[51,29,51,30],[51,39,51,40],[55,17,55,18],[56,7,56,8],[56,25,56,26],[56,35,56,36],[45,14,47,14],[45,24,47,24],[45,34,47,34],[49,11,49,12],[49,21,49,22],[49,31,49,32],[73,3,73,4],[73,13,73,14],[73,23,73,24],[73,33,73,34],[3,46,3,47],[6,46,7,47],[12,46,14,46],[12,43,12,44],[17,43,17,44],[17,46,19,46],[61,4,61,5],[64,11,64,12],[64,21,64,22],[57,15,57,16],[58,7,58,8],[56,27,56,28],[56,37,56,38],[60,8,60,9],[60,18,60,19],[60,28,60,29],[60,38,60,39],[45,44,47,44],[49,41,49,42],[34,41,34,42],[12,48,12,49],[14,43,14,44],[14,48,14,49],[15,43,15,44],[15,46,16,46],[15,48,15,49],[16,43,16,44],[16,48,16,49],[6,48,7,48],[10,43,10,44],[10,46,11,46],[10,48,10,49],[11,43,11,44],[11,48,11,49],[13,43,13,44],[13,48,13,49],[25,48,25,49],[17,48,17,49],[19,49,19,50],[20,45,20,46],[20,47,20,48],[21,44,21,45],[21,46,23,46],[21,48,21,49],[22,44,22,45],[22,48,22,49],[23,44,23,45],[1,1,1,53],[37,46,38,47],[37,48,38,48],[40,46,40,47],[42,41,42,42],[29,44,29,45],[29,46,30,46],[29,48,29,49],[31,44,31,45],[30,48,30,49],[19,41,19,42],[20,41,20,42],[26,44,26,45],[26,46,28,46],[26,48,26,49],[27,44,27,45],[27,48,27,49],[28,44,28,45],[28,48,28,49],[23,48,23,49],[24,44,24,45],[24,46,25,46],[24,48,24,49],[25,44,25,45]]}
[]
[null,"ÇERÇEVE CROSS (4 AÇIKLIKLI) (atalet momentleri etkin rijitlik çarpanı ile çarpılmış)\n(inş.müh. Gürcan BERBEROĞLU tel: 0532 366 02 04   www.betoncelik.com )"]
[null,null,null,null,null,null,null,null,"pas payı  d ' =",null,null,null,0.03,null,"m",null,null,null,null,null,null,"dikkat sadece sarı hücrelere rakam giriniz."]
[null,null,null,null,null,null,0.5,null,"m",null,null,null,null,null,null,null,0.5,null,"m",null,null,null,null,null,null,null,0.5,null,"m",null,null,null,null,null,null,null,0.5,null,"m",null,null,null,null,null,null,null,0.5,null,"m",null,null,null,null,null,null,null,"kiriş için etkin rijitlik çarpanı =",null,null,null,null,null,null,null,0.35]
[null,null,null,null,null,null,null,null,null,null,null,null,null,null,null,null,null,null,null,null,null,null,null,null,null,null,null,null,null,null,null,null,null,null,null,null,null,null,null,null,null,null,null,null,null,null,null,null,null,null,null,null,null,null,null,null,"kolon için etkin rijitlik çarpanı =",null,null,null,null,null,null,null,0.7]
[null,null,null,null,null,null,null,null,"m",null,null,null,null,null,null,null,null,null,"m",null,null,null,null,null,null,null,null,null,"m",null,null,null,null,null,null,null,null,null,"m",null,null,null,null,null,null,null,null,null,"m"]
[null,null,null,null,null,null,null,null,0.6,null,null,null,null,null,null,null,null,null,0.6,null,null,null,null,null,null,null,null,null,0.6,null,null,null,null,null,null,null,null,null,0.6,null,null,null,null,null,null,null,null,null,0.6]
[null,null,null,null,null,null,null,null,null,null,null,null,null,null,null,null,null,null,null,null,null,null,null,null,null,null,null,null,null,null,null,null,null,null,null,null,null,null,null,null,null,null,null,null,null,null,null,null,null,null,null,null,null,null,null,null,"Not: kolon ve kiriş atalet momentleri etkin rijitlik çarpanı ile çarpılmıştır."]
[]
[]
[null,null,null,null,null,null,"dm4",null,null,null,null,null,null,null,null,null,"dm4",null,null,null,null,null,null,null,null,null,"dm4",null,null,null,null,null,null,null,null,null,"dm4",null,null,null,null,null,null,null,null,null,"dm4"]
[]
[null,null,null,{"$f":"SUM(D14:E18)","v":-3.5789721503829299},null,null,{"$f":"(I7*G4^3/12*10000)*BM5","v":43.749999999999993},null,{"$f":"SUM(I14:J18)","v":-3.5789721503829299},null,null,null,null,null,null,null,{"$f":"(S7*Q4^3/12*10000)*BM5","v":43.749999999999993},null,null,null,null,null,null,{"$f":"SUM(X14:Y18)","v":5.0259051552339262E-17},null,null,{"$f":"(AC7*AA4^3/12*10000)*BM5","v":43.749999999999993},null,{"$f":"SUM(AC14:AD18)","v":5.0259051552339262E-17},null,null,null,null,null,null,null,{"$f":"(AM7*AK4^3/12*10000)*BM5","v":43.749999999999993},null,null,null,null,null,null,{"$f":"SUM(AR14:AS18)","v":3.5789721503829299},null,null,{"$f":"(AW7*AU4^3/12*10000)*BM5","v":43.749999999999993},null,{"$f":"SUM(AW14:AX18)","v":3.5789721503829299}]
[null,null,null,{"$f":"-I30*G22","v":-1.2516883219927234E-7},null,null,null,null,{"$f":"-I30*G18","v":-1.2516883219927234E-7},null,null,null,null,{"$f":"SUM(N15:O18)","v":0.3730066863473403},null,null,null,null,{"$f":"SUM(S15:T18)","v":0.3730066863473403},null,null,null,null,{"$f":"-(Y30+AC30)*AA22","v":2.1145777126997008E-21},null,null,null,null,{"$f":"-(Y30+AC30)*AA18","v":2.1145777126997008E-21},null,null,null,null,{"$f":"SUM(AH15:AI18)","v":-0.3730066863473408},null,null,null,null,{"$f":"SUM(AM15:AN18)","v":-0.3730066863473408},null,null,null,null,{"$f":"-AS30*AU22","v":1.2516883219927501E-7},null,null,null,null,{"$f":"-AS30*AU18","v":1.2516883219927501E-7},null,null,"m"]
[null,null,null,{"$f":"-I28*G22","v":-9.1214001091826693E-6},null,null,null,null,{"$f":"-I28*G18","v":-9.1214001091826693E-6},null,null,null,null,{"$f":"-(O29+S29)*Q22","v":9.5064817651681599E-7},null,null,null,null,{"$f":"-(O29+S29)*Q18","v":9.5064817651681599E-7},null,null,null,null,{"$f":"-(Y28+AC28)*AA22","v":5.9269915450852928E-20},null,null,null,null,{"$f":"-(Y28+AC28)*AA18","v":5.9269915450852928E-20},null,null,null,null,{"$f":"-(AI29+AM29)*AK22","v":-9.5064817651683622E-7},null,null,null,null,{"$f":"-(AI29+AM29)*AK18","v":-9.5064817651683622E-7},null,null,null,null,{"$f":"-AS28*AU22","v":9.1214001091827456E-6},null,null,null,null,{"$f":"-AS28*AU18","v":9.1214001091827456E-6},null,null,3.5]
[null,null,null,{"$f":"-I26*G22","v":-6.6470173516791002E-4},null,null,"I =",null,{"$f":"-I26*G18","v":-6.6470173516791002E-4},null,null,null,null,{"$f":"-(O27+S27)*Q22","v":6.9276370392830114E-5},null,null,"I =",null,{"$f":"-(O27+S27)*Q18","v":6.9276370392830114E-5},null,null,null,null,{"$f":"-(Y26+AC26)*AA22","v":1.6437523218369881E-18},null,null,"I =",null,{"$f":"-(Y26+AC26)*AA18","v":1.6437523218369881E-18},null,null,null,null,{"$f":"-(AI27+AM27)*AK22","v":-6.9276370392830683E-5},null,null,"I =",null,{"$f":"-(AI27+AM27)*AK18","v":-6.9276370392830683E-5},null,null,null,null,{"$f":"-AS26*AU22","v":6.6470173516791208E-4},null,null,"I =",null,{"$f":"-AS26*AU18","v":6.6470173516791208E-4}]
[null,null,null,{"$f":"-I24*G22","v":-4.8438659794172764E-2},null,null,null,null,{"$f":"-I24*G18","v":-4.8438659794172764E-2},null,null,null,null,{"$f":"-(O25+S25)*Q22","v":5.0483613321480733E-3},null,null,null,null,{"$f":"-(O25+S25)*Q18","v":5.0483613321480733E-3},null,null,null,null,{"$f":"-(Y24+AC24)*AA22","v":4.8553914737338721E-17},null,null,null,null,{"$f":"-(Y24+AC24)*AA18","v":4.8553914737338721E-17},null,null,null,null,{"$f":"-(AI25+AM25)*AK22","v":-5.0483613321480898E-3},null,null,null,null,{"$f":"-(AI25+AM25)*AK18","v":-5.0483613321480898E-3},null,null,null,null,{"$f":"-AS24*AU22","v":4.8438659794172827E-2},null,null,null,null,{"$f":"-AS24*AU18","v":4.8438659794172827E-2}]
[null,null,null,{"$f":"-(E22+I22)*G22","v":-3.5298595422846479},null,null,{"$f":"(4*G13/AZ15)/((4*G13/AZ15)+(4*L21/L35)+(4*G27/AZ26))","v":0.36833316962970242},null,{"$f":"-(E22+I22)*G18","v":-3.5298595422846479},null,null,null,null,{"$f":"-(O22+O23+S22+S23)*Q22","v":0.36788809799662286},null,null,{"$f":"(4*Q13/AZ15)/((4*Q13/AZ15)+(4*V21/V35)+(4*Q27/AZ26)+(4*L21/L35))","v":0.29155652309127666},null,{"$f":"-(O22+O23+S22+S23)*Q18","v":0.36788809799662286},null,null,null,null,{"$f":"-(Y22+AC22)*AA22","v":0},null,null,{"$f":"(4*AA13/AZ15)/((4*AA13/AZ15)+(4*AA27/AZ26)+(4*V21/V35)+(4*AF21/AF35))","v":0.29155652309127666},null,{"$f":"-(Y22+AC22)*AA18","v":0},null,null,null,null,{"$f":"-(AI22+AM22+AI23+AM23)*AK22","v":-0.36788809799662336},null,null,{"$f":"(4*AK13/AZ15)/((4*AK13/AZ15)+(4*AK27/AZ26)+(4*AF21/AF35)+(4*AP21/AP35))","v":0.29155652309127666},null,{"$f":"-(AI22+AM22+AI23+AM23)*AK18","v":-0.36788809799662336},null,null,null,null,{"$f":"-(AS22+AW22)*AU22","v":3.5298595422846479},null,null,{"$f":"(4*AU13/AZ15)/((4*AU13/AZ15)+(4*AU27/AZ26)+(4*AP21/AP35))","v":0.36833316962970242},null,{"$f":"-(AS22+AW22)*AU18","v":3.5298595422846479}]
[]
[null,"q =",10,null,"KN/m",null,null,null,null,null,"q =",10,null,"KN/m",null,null,null,null,null,null,"q =",10,null,"KN/m",null,null,null,null,null,null,"q =",10,null,"KN/m",null,null,null,null,null,null,"q =",10,null,"KN/m",null,null,null,null,"q =",10,null,"KN/m"]
[null,null,null,null,null,0,null,{"$f":"(4*L21/L35)/((4*G13/AZ15)+(4*L21/L35)+(4*G27/AZ26))","v":0.26333366074059517},null,null,"I =",{"$f":"((L43*H45^3/12+H45*L43*(((H45*L43*H45/2+L50*(O46-H45)*((O46-H45)/2+H45))/(L43*H45+(O46-H45)*L50))-H45/2)^2+L50*(O46-H45)^3/12+L50*(O46-H45)*(O46-((H45*L43*H45/2+L50*(O46-H45)*((O46-H45)/2+H45))/(L43*H45+(O46-H45)*L50))-(O46-H45)/2)^2)*10000)*BM4","v":44.683333333333316},null,"dm4",null,{"$f":"(4*L21/L35)/((4*Q13/AZ15)+(4*V21/V35)+(4*Q27/AZ26)+(4*L21/L35))","v":0.20844347690872336},null,{"$f":"(4*V21/V35)/((4*Q13/AZ15)+(4*V21/V35)+(4*Q27/AZ26)+(4*L21/L35))","v":0.20844347690872336},null,null,"I =",{"$f":"((V43*R45^3/12+R45*V43*(((R45*V43*R45/2+V50*(Y46-R45)*((Y46-R45)/2+R45))/(V43*R45+(Y46-R45)*V50))-R45/2)^2+V50*(Y46-R45)^3/12+V50*(Y46-R45)*(Y46-((R45*V43*R45/2+V50*(Y46-R45)*((Y46-R45)/2+R45))/(V43*R45+(Y46-R45)*V50))-(Y46-R45)/2)^2)*10000)*BM4","v":44.683333333333316},null,"dm4",null,{"$f":"(4*V21/V35)/((4*AA13/AZ15)+(4*AA27/AZ26)+(4*V21/V35)+(4*AF21/AF35))","v":0.20844347690872336},null,{"$f":"(4*AF21/AF35)/((4*AA13/AZ15)+(4*AA27/AZ26)+(4*V21/V35)+(4*AF21/AF35))","v":0.20844347690872336},null,null,"I =",{"$f":"((AF43*AB45^3/12+AB45*AF43*(((AB45*AF43*AB45/2+AF50*(AI46-AB45)*((AI46-AB45)/2+AB45))/(AF43*AB45+(AI46-AB45)*AF50))-AB45/2)^2+AF50*(AI46-AB45)^3/12+AF50*(AI46-AB45)*(AI46-((AB45*AF43*AB45/2+AF50*(AI46-AB45)*((AI46-AB45)/2+AB45))/(AF43*AB45+(AI46-AB45)*AF50))-(AI46-AB45)/2)^2)*10000)*BM4","v":44.683333333333316},null,"dm4",null,{"$f":"(4*AF21/AF35)/((4*AK13/AZ15)+(4*AK27/AZ26)+(4*AF21/AF35)+(4*AP21/AP35))","v":0.20844347690872336},null,{"$f":"(4*AP21/AP35)/((4*AK13/AZ15)+(4*AK27/AZ26)+(4*AF21/AF35)+(4*AP21/AP35))","v":0.20844347690872336},null,null,"I =",{"$f":"((AP43*AL45^3/12+AL45*AP43*(((AL45*AP43*AL45/2+AP50*(AS46-AL45)*((AS46-AL45)/2+AL45))/(AP43*AL45+(AS46-AL45)*AP50))-AL45/2)^2+AP50*(AS46-AL45)^3/12+AP50*(AS46-AL45)*(AS46-((AL45*AP43*AL45/2+AP50*(AS46-AL45)*((AS46-AL45)/2+AL45))/(AP43*AL45+(AS46-AL45)*AP50))-(AS46-AL45)/2)^2)*10000)*BM4","v":44.683333333333316},null,"dm4",null,{"$f":"(4*AP21/AP35)/((4*AU13/AZ15)+(4*AU27/AZ26)+(4*AP21/AP35))","v":0.26333366074059517},null,0]
[null,null,null,null,{"$f":"-C20*E35*E35/2","v":-11.25},null,{"$f":"(4*G27/AZ26)/((4*G13/AZ15)+(4*L21/L35)+(4*G27/AZ26))","v":0.36833316962970242},null,{"$f":"L20*L35^2/12","v":20.833333333333332},null,null,null,null,null,{"$f":"-L20*L35^2/12","v":-20.833333333333332},null,{"$f":"(4*Q27/AZ26)/((4*Q13/AZ15)+(4*V21/V35)+(4*Q27/AZ26)+(4*L21/L35))","v":0.29155652309127666},null,{"$f":"V20*V35^2/12","v":20.833333333333332},null,null,null,null,null,{"$f":"-V20*V35^2/12","v":-20.833333333333332},null,{"$f":"(4*AA27/AZ26)/((4*AA13/AZ15)+(4*AA27/AZ26)+(4*V21/V35)+(4*AF21/AF35))","v":0.29155652309127666},null,{"$f":"AF20*AF35^2/12","v":20.833333333333332},null,null,null,null,null,{"$f":"-AF20*AF35^2/12","v":-20.833333333333332},null,{"$f":"(4*AK27/AZ26)/((4*AK13/AZ15)+(4*AK27/AZ26)+(4*AF21/AF35)+(4*AP21/AP35))","v":0.29155652309127666},null,{"$f":"AP20*AP35^2/12","v":20.833333333333332},null,null,null,null,null,{"$f":"-AP20*AP35^2/12","v":-20.833333333333332},null,{"$f":"(4*AU27/AZ26)/((4*AU13/AZ15)+(4*AU27/AZ26)+(4*AP21/AP35))","v":0.36833316962970242},null,{"$f":"AX20*AV35*AV35/2","v":11.25}]
[null,null,null,null,null,null,null,null,{"$f":"-(E22+I22)*H21","v":-2.5236142487640367},null,null,null,null,null,{"$f":"+I23/2","v":-1.2618071243820184},null,null,null,{"$f":"+Y23/2","v":0},null,null,null,null,null,{"$f":"-(Y22+AC22)*Z21","v":0},null,null,null,{"$f":"-(Y22+AC22)*AB21","v":0},null,null,null,null,null,{"$f":"+AC23/2","v":0},null,null,null,{"$f":"+AS23/2","v":1.2618071243820184},null,null,null,null,null,{"$f":"-(AS22+AW22)*AT21","v":2.5236142487640367}]
[null,null,null,null,null,null,null,null,{"$f":"+O24/2","v":0.13150773209719277},null,null,null,null,null,{"$f":"-(O22+O23+S22+S23)*P21","v":0.26301546419438554},null,null,null,{"$f":"-(O22+O23+S22+S23)*R21","v":0.26301546419438554},null,null,null,null,null,{"$f":"+S24/2","v":0.13150773209719277},null,null,null,{"$f":"+AI24/2","v":-0.13150773209719294},null,null,null,null,null,{"$f":"-(AI22+AM22+AI23+AM23)*AJ21","v":-0.26301546419438587},null,null,null,{"$f":"-(AI22+AI23+AM22+AM23)*AL21","v":-0.26301546419438587},null,null,null,null,null,{"$f":"+AM24/2","v":-0.13150773209719294}]
[null,null,null,null,null,null,"dm4",null,{"$f":"-I24*H21","v":-3.4630412508847241E-2},null,null,null,null,null,{"$f":"+I25/2","v":-1.7315206254423621E-2},null,"dm4",null,{"$f":"+Y25/2","v":1.7356406054774013E-17},null,null,null,null,null,{"$f":"-(Y24+AC24)*Z21","v":3.4712812109548026E-17},null,"dm4",null,{"$f":"-(Y24+AC24)*AB21","v":3.4712812109548026E-17},null,null,null,null,null,{"$f":"+AC25/2","v":1.7356406054774013E-17},null,"dm4",null,{"$f":"+AS25/2","v":1.7315206254423642E-2},null,null,null,null,null,{"$f":"-AS24*AT21","v":3.4630412508847283E-2},null,"dm4",null,null,null,null,"m"]
[null,null,null,null,null,null,null,null,{"$f":"+O26/2","v":1.8046208975318644E-3},null,null,null,null,null,{"$f":"-(O25+S25)*P21","v":3.6092417950637288E-3},null,null,null,{"$f":"-(O25+S25)*R21","v":3.6092417950637288E-3},null,null,null,null,null,{"$f":"+S26/2","v":1.8046208975318644E-3},null,null,null,{"$f":"+AI26/2","v":-1.8046208975318701E-3},null,null,null,null,null,{"$f":"-(AI25+AM25)*AJ21","v":-3.6092417950637401E-3},null,null,null,{"$f":"-(AI25+AM25)*AL21","v":-3.6092417950637401E-3},null,null,null,null,null,{"$f":"+AM26/2","v":-1.8046208975318701E-3},null,null,null,null,null,null,3.5]
[null,null,null,null,null,null,{"$f":"(I38*G41^3/12*10000)*BM5","v":43.749999999999993},null,{"$f":"-I26*H21","v":-4.7521742719604433E-4},null,null,null,null,null,{"$f":"+I27/2","v":-2.3760871359802216E-4},null,{"$f":"(S38*Q41^3/12*10000)*BM5","v":43.749999999999993},null,{"$f":"+Y27/2","v":5.8758666331266184E-19},null,null,null,null,null,{"$f":"-(Y26+AC26)*Z21","v":1.1751733266253237E-18},null,{"$f":"(AC38*AA41^3/12*10000)*BM5","v":43.749999999999993},null,{"$f":"-(Y26+AC26)*AB21","v":1.1751733266253237E-18},null,null,null,null,null,{"$f":"+AC27/2","v":5.8758666331266184E-19},null,{"$f":"(AM38*AK41^3/12*10000)*BM5","v":43.749999999999993},null,{"$f":"+AS27/2","v":2.3760871359802292E-4},null,null,null,null,null,{"$f":"-AS26*AT21","v":4.7521742719604585E-4},null,{"$f":"(AW38*AU41^3/12*10000)*BM5","v":43.749999999999993}]
[null,null,null,null,null,null,null,null,{"$f":"+O28/2","v":2.4763993203090335E-5},null,null,null,null,null,{"$f":"-(O27+S27)*P21","v":4.952798640618067E-5},null,null,null,{"$f":"-(O27+S27)*R21","v":4.952798640618067E-5},null,null,null,null,null,{"$f":"+S28/2","v":2.4763993203090335E-5},null,null,null,{"$f":"+AI28/2","v":-2.4763993203090538E-5},null,null,null,null,null,{"$f":"-(AI27+AM27)*AJ21","v":-4.9527986406181076E-5},null,null,null,{"$f":"-(AI27+AM27)*AL21","v":-4.9527986406181076E-5},null,null,null,null,null,{"$f":"+AM28/2","v":-2.4763993203090538E-5}]
[null,null,null,null,null,null,null,null,{"$f":"-I28*H21","v":-6.5211929847249944E-6},null,null,null,null,null,{"$f":"+I29/2","v":-3.2605964923624972E-6},null,null,null,{"$f":"+Y29/2","v":2.1187019109831556E-20},null,null,null,null,null,{"$f":"-(Y28+AC28)*Z21","v":4.2374038219663113E-20},null,null,null,{"$f":"-(Y28+AC28)*AB21","v":4.2374038219663113E-20},null,null,null,null,null,{"$f":"+AC29/2","v":2.1187019109831556E-20},null,null,null,{"$f":"+AS29/2","v":3.2605964923625243E-6},null,null,null,null,null,{"$f":"-AS28*AT21","v":6.5211929847250487E-6}]
[null,null,null,null,null,null,"I =",null,{"$f":"+O30/2","v":3.3982503483221107E-7},null,null,null,null,null,{"$f":"-(O29+S29)*P21","v":6.7965006966442213E-7},null,"I =",null,{"$f":"-(O29+S29)*R21","v":6.7965006966442213E-7},null,null,null,null,null,{"$f":"+S30/2","v":3.3982503483221107E-7},null,"I =",null,{"$f":"+AI30/2","v":-3.3982503483221832E-7},null,null,null,null,null,{"$f":"-(AI29+AM29)*AJ21","v":-6.7965006966443664E-7},null,"I =",null,{"$f":"-(AI29+AM29)*AL21","v":-6.7965006966443664E-7},null,null,null,null,null,{"$f":"+AM30/2","v":-3.3982503483221832E-7},null,"I ="]
[null,null,null,null,null,null,null,null,{"$f":"-I30*H21","v":-8.9487370433666408E-8},null,null,null,null,null,{"$f":"SUM(O22:P30)","v":-21.846021619653936},null,null,null,{"$f":"SUM(S22:T30)","v":21.100008246959259},null,null,null,null,null,{"$f":"-(Y30+AC30)*Z21","v":1.5117820927327727E-21},null,null,null,{"$f":"-(Y30+AC30)*AB21","v":1.5117820927327727E-21},null,null,null,null,null,{"$f":"SUM(AI22:AJ30)","v":-21.100008246959259},null,null,null,{"$f":"SUM(AM22:AN30)","v":21.846021619653936},null,null,null,null,null,{"$f":"-AS30*AT21","v":8.9487370433668314E-8}]
[null,null,null,null,null,null,null,null,{"$f":"SUM(I22:J31)","v":18.407944300765855},null,null,null,null,null,null,null,null,null,null,null,null,null,null,null,{"$f":"SUM(Y22:Z31)","v":-20.699995876520369},null,null,null,{"$f":"SUM(AC22:AD31)","v":20.699995876520369},null,null,null,null,null,null,null,null,null,null,null,null,null,null,null,{"$f":"SUM(AS22:AT31)","v":-18.407944300765855}]
[]
[]
[null,null,null,null,1.5,null,"m",null,null,null,null,5,null,"m",null,null,null,null,null,null,null,5,null,"m",null,null,null,null,null,null,null,5,null,"m",null,null,null,null,null,null,null,5,null,"m",null,null,null,1.5,null,"m"]
[]
[null,null,null,null,null,null,null,null,"m",null,null,null,null,null,null,null,null,null,"m",null,null,null,null,null,null,null,null,null,"m",null,null,null,null,null,null,null,null,null,"m",null,null,null,null,null,null,null,null,null,"m"]
[null,null,null,null,null,null,null,null,0.6,null,null,null,null,null,null,null,null,null,0.6,null,null,null,null,null,null,null,null,null,0.6,null,null,null,null,null,null,null,null,null,0.6,null,null,null,null,null,null,null,null,null,0.6]
[]
[]
[null,null,null,null,null,null,0.5,null,"m",null,null,null,null,null,null,null,0.5,null,"m",null,null,null,null,null,null,null,0.5,null,"m",null,null,null,null,null,null,null,0.5,null,"m",null,null,null,null,null,null,null,0.5,null,"m"]
[]
[null,null,null,null,null,null,null,null,null,null,null,1.2,null,"m",null,null,null,null,null,null,null,1.2,null,"m",null,null,null,null,null,null,null,1.2,null,"m",null,null,null,null,null,null,null,1.2,null,"m"]
[]
[null,null,null,null,null,null,null,0.1,null,"m",null,null,null,null,"m",null,null,0.1,null,"m",null,null,null,null,"m",null,null,0.1,null,"m",null,null,null,null,"m",null,null,0.1,null,"m",null,null,null,null,"m"]
[null,null,null,null,null,null,null,null,null,null,null,null,null,null,0.7,null,null,null,null,null,null,null,null,null,0.7,null,null,null,null,null,null,null,null,null,0.7,null,null,null,null,null,null,null,null,null,0.7]
[]
[]
[]
[null,null,null,null,null,null,null,null,null,null,null,0.25,null,"m",null,null,null,null,null,null,null,0.25,null,"m",null,null,null,null,null,null,null,0.25,null,"m",null,null,null,null,null,null,null,0.25,null,"m"]
[]
[null,null,null,{"$f":"IF(I13<0,I13/2,\"\")","v":-1.789486075191465},null,null,null,null,null,{"$f":"IF(I13>0,I13/2,\"\")","v":""},null,null,null,{"$f":"IF(S14<0,S14/2,\"\")","v":""},null,null,null,null,null,{"$f":"IF(S14>0,S14/2,\"\")","v":0.18650334317367015},null,null,null,{"$f":"IF(AC13<0,AC13/2,\"\")","v":""},null,null,null,null,null,{"$f":"IF(AC13>0,AC13/2,\"\")","v":2.5129525776169631E-17},null,null,null,{"$f":"IF(AM14<0,AM14/2,\"\")","v":-0.1865033431736704},null,null,null,null,null,{"$f":"IF(AM14>0,AM14/2,\"\")","v":""},null,null,null,{"$f":"IF(AW13<0,AW13/2,\"\")","v":""},null,null,null,null,null,{"$f":"IF(AW13>0,AW13/2,\"\")","v":1.789486075191465}]
[]
[]
[null,null,null,null,null,null,null,null,null,"moment diyagramı (KNm)"]
[null,null,null,null,null,null,null,null,null,null,null,null,null,null,null,null,null,{"$f":"-S31","v":-21.100008246959259}]
[null,null,null,null,null,null,null,{"$f":"-I32","v":-18.407944300765855},null,null,null,null,null,null,null,null,null,null,null,null,null,null,null,null,null,{"$f":"Y32","v":-20.699995876520369},null,{"$f":"-AC32","v":-20.699995876520369},null,null,null,null,null,null,null,{"$f":"AI31","v":-21.100008246959259},null,{"$f":"-AM31","v":-21.846021619653936},null,null,null,null,null,null,null,{"$f":"AS32","v":-18.407944300765855}]
[null,null,null,null,null,null,null,null,null,null,null,null,null,null,null,{"$f":"O31","v":-21.846021619653936}]
[null,null,null,null,null,null,null,{"$f":"IF(E22=0,\"\",+E22)","v":-11.25},null,null,null,null,null,null,null,null,null,null,null,null,null,null,null,null,null,null,null,null,null,null,null,null,null,null,null,null,null,null,null,null,null,null,null,null,null,null,null,{"$f":"IF(AW22=0,\"\",-AW22)","v":-11.25}]
[]
[null,null,null,null,{"$f":"IF(I13>0,-I13,\"\")","v":""},null,null,null,{"$f":"IF(I13<0,-I13,\"\")","v":3.5789721503829299},null,null,null,null,null,{"$f":"IF(S14>0,-S14,\"\")","v":-0.3730066863473403},null,null,null,{"$f":"IF(S14<0,-S14,\"\")","v":""},null,null,null,null,null,{"$f":"IF(AC13>0,-AC13,\"\")","v":-5.0259051552339262E-17},null,null,null,{"$f":"IF(AC13<0,-AC13,\"\")","v":""},null,null,null,null,null,{"$f":"IF(AM14>0,-AM14,\"\")","v":""},null,null,null,{"$f":"IF(AM14<0,-AM14,\"\")","v":0.3730066863473408},null,null,null,null,null,{"$f":"IF(AW13>0,-AW13,\"\")","v":-3.5789721503829299},null,null,null,{"$f":"IF(AW13<0,-AW13,\"\")","v":""}]
[null,null,null,null,{"$f":"IF(D13<0,D13,\"\")","v":-3.5789721503829299},null,null,null,{"$f":"IF(D13>0,D13,\"\")","v":""},null,null,null,null,null,{"$f":"IF(N14<0,N14,\"\")","v":""},null,null,null,{"$f":"IF(N14>0,N14,\"\")","v":0.3730066863473403},null,null,null,null,null,{"$f":"IF(X13<0,X13,\"\")","v":""},null,null,null,{"$f":"IF(X13>0,X13,\"\")","v":5.0259051552339262E-17},null,null,null,null,null,{"$f":"IF(AH14<0,AH14,\"\")","v":-0.3730066863473408},null,null,null,{"$f":"IF(AH14>0,AH14,\"\")","v":""},null,null,null,null,null,{"$f":"IF(AR13<0,AR13,\"\")","v":""},null,null,null,{"$f":"IF(AR13>0,AR13,\"\")","v":3.5789721503829299}]
[]
[]
[null,null,null,null,null,null,null,null,null,null,null,{"$f":"(((I32-(-O31))/L35+L20*L35*0.5)^2/(2*L20))-I32","v":11.146657791091414},null,null,null,null,null,null,null,null,null,{"$f":"(((S31-(-Y32))/V35+V20*V35*0.5)^2/(2*V20))-S31","v":10.350317958053193},null,null,null,null,null,null,null,null,null,{"$f":"(((AC32-(-AI31))/AF35+AF20*AF35*0.5)^2/(2*AF20))-AC32","v":10.350317958053196},null,null,null,null,null,null,null,null,null,{"$f":"(((AM31-(-AS32))/AP35+AP20*AP35*0.5)^2/(2*AP20))-AM31","v":11.146657791091403}]
[]
[]
[]
[]
[]
[]
[]
[]
[null,null,null,{"$f":"IF(D13>0,-D13/2,\"\")","v":""},null,null,null,null,null,{"$f":"IF(D13<0,-D13/2,\"\")","v":1.789486075191465},null,null,null,{"$f":"IF(N14>0,-N14/2,\"\")","v":-0.18650334317367015},null,null,null,null,null,{"$f":"IF(N14<0,-N14/2,\"\")","v":""},null,null,null,{"$f":"IF(X13>0,-X13/2,\"\")","v":-2.5129525776169631E-17},null,null,null,null,null,{"$f":"IF(X13<0,-X13/2,\"\")","v":""},null,null,null,{"$f":"IF(AH14>0,-AH14/2,\"\")","v":""},null,null,null,null,null,{"$f":"IF(AH14<0,-AH14/2,\"\")","v":0.1865033431736704},null,null,null,{"$f":"IF(AR13>0,-AR13/2,\"\")","v":-1.789486075191465},null,null,null,null,null,{"$f":"IF(AR13<0,-AR13/2,\"\")","v":""}]
[]
[]
[null,null,null,{"$f":"IF(I13<0,(I13+I13/2)/$AZ$15,\"\")","v":-1.5338452073069699},null,null,null,null,null,{"$f":"IF(I13>0,(I13+I13/2)/$AZ$15,\"\")","v":""},null,null,null,{"$f":"IF(S14<0,(S14+S14/2)/$AZ$15,\"\")","v":""},null,null,null,null,null,{"$f":"IF(S14>0,(S14+S14/2)/$AZ$15,\"\")","v":0.15986000843457443},null,null,null,{"$f":"IF(AC13<0,(AC13+AC13/2)/$AZ$15,\"\")","v":""},null,null,null,null,null,{"$f":"IF(AC13>0,(AC13+AC13/2)/$AZ$15,\"\")","v":2.1539593522431113E-17},null,null,null,{"$f":"IF(AM14<0,(AM14+AM14/2)/$AZ$15,\"\")","v":-0.15986000843457462},null,null,null,null,null,{"$f":"IF(AM14>0,(AM14+AM14/2)/$AZ$15,\"\")","v":""},null,null,null,{"$f":"IF(AW13<0,(AW13+AW13/2)/$AZ$15,\"\")","v":""},null,null,null,null,null,{"$f":"IF(AW13>0,(AW13+AW13/2)/$AZ$15,\"\")","v":1.5338452073069699}]
[]
[]
[null,null,null,null,null,null,null,null,null,"kesme kuvveti diyagramı (KN)"]
[]
[]
[]
[null,null,null,null,null,null,null,{"$f":"L20*L35+P89","v":24.312384536222385},null,null,null,null,null,null,null,null,null,{"$f":"V20*V35+Z89","v":25.080002474087777},null,null,null,null,null,null,null,null,null,{"$f":"AF20*AF35+AJ89","v":24.919997525912226},null,null,null,null,null,null,null,null,null,{"$f":"AP20*AP35+AT89","v":25.687615463777618},null,null,null,null,null,null,null,null,null,{"$f":"IF(AW22=0,\"\",AX20*AV35)","v":15}]
[]
[null,null,null,{"$f":"IF(D77<0,D77,\"\")","v":-1.5338452073069699},null,null,null,null,null,{"$f":"IF(J77>0,J77,\"\")","v":""},null,null,null,{"$f":"IF(N77<0,N77,\"\")","v":""},null,null,null,null,null,{"$f":"IF(T77>0,T77,\"\")","v":0.15986000843457443},null,null,null,{"$f":"IF(X77<0,X77,\"\")","v":""},null,null,null,null,null,{"$f":"IF(AD77>0,AD77,\"\")","v":2.1539593522431113E-17},null,null,null,{"$f":"IF(AH77<0,AH77,\"\")","v":-0.15986000843457462},null,null,null,null,null,{"$f":"IF(AN77>0,AN77,\"\")","v":""},null,null,null,{"$f":"IF(AR77<0,AR77,\"\")","v":""},null,null,null,null,null,{"$f":"IF(AX77>0,AX77,\"\")","v":1.5338452073069699}]
[null,null,null,{"$f":"IF(D99<0,D99,\"\")","v":-1.5338452073069699},null,null,null,null,null,{"$f":"IF(J99>0,J99,\"\")","v":""},null,null,null,{"$f":"IF(N99<0,N99,\"\")","v":""},null,null,null,null,null,{"$f":"IF(T99>0,T99,\"\")","v":0.15986000843457443},null,null,null,{"$f":"IF(X99<0,X99,\"\")","v":""},null,null,null,null,null,{"$f":"IF(AD99>0,AD99,\"\")","v":2.1539593522431113E-17},null,null,null,{"$f":"IF(AH99<0,AH99,\"\")","v":-0.15986000843457462},null,null,null,null,null,{"$f":"IF(AN99>0,AN99,\"\")","v":""},null,null,null,{"$f":"IF(AR99<0,AR99,\"\")","v":""},null,null,null,null,null,{"$f":"IF(AX99>0,AX99,\"\")","v":1.5338452073069699}]
[]
[null,null,null,null,null,null,null,null,null,null,null,null,null,null,null,{"$f":"-(0.5*L20*L35^2+(-O31)-I32)/L35","v":-25.687615463777615},null,null,null,null,null,null,null,null,null,{"$f":"-(0.5*V20*V35^2+(-Y32)-S31)/V35","v":-24.919997525912223},null,null,null,null,null,null,null,null,null,{"$f":"-(0.5*AF20*AF35^2+(-AI31)-AC32)/AF35","v":-25.080002474087774},null,null,null,null,null,null,null,null,null,{"$f":"-(0.5*AP20*AP35^2+(-AS32)-AM31)/AP35","v":-24.312384536222382}]
[null,null,null,null,null,{"$f":"IF(E22=0,\"\",-C20*E35)","v":-15}]
[null,null,null,null,null,null,null,null,null,{"$f":"((L20*L35-((0.5*L20*L35^2+(-O31)-I32)/L35))*L35)/((L20*L35-((0.5*L20*L35^2+(-O31)-I32)/L35))+((0.5*L20*L35^2+(-O31)-I32)/L35))","v":2.4312384536222384},null,"m",null,null,null,null,null,null,null,{"$f":"((V20*V35-((0.5*V20*V35^2+(-Y32)-S31)/V35))*V35)/((V20*V35-((0.5*V20*V35^2+(-Y32)-S31)/V35))+((0.5*V20*V35^2+(-Y32)-S31)/V35))","v":2.5080002474087779},null,"m",null,null,null,null,null,null,null,{"$f":"((AF20*AF35-((0.5*AF20*AF35^2+(-AI31)-AC32)/AF35))*AF35)/((AF20*AF35-((0.5*AF20*AF35^2+(-AI31)-AC32)/AF35))+((0.5*AF20*AF35^2+(-AI31)-AC32)/AF35))","v":2.4919997525912225},null,"m",null,null,null,null,null,null,null,{"$f":"((AP20*AP35-((0.5*AP20*AP35^2+(-AS32)-AM31)/AP35))*AP35)/((AP20*AP35-((0.5*AP20*AP35^2+(-AS32)-AM31)/AP35))+((0.5*AP20*AP35^2+(-AS32)-AM31)/AP35))","v":2.5687615463777616},null,"m"]
[]
[]
[]
[]
[]
[]
[]
[null,null,null,{"$f":"IF(D13<0,(D13+D13/2)/$AZ$26,\"\")","v":-1.5338452073069699},null,null,null,null,null,{"$f":"IF(D13>0,(D13+D13/2)/$AZ$26,\"\")","v":""},null,null,null,{"$f":"IF(N14<0,(N14+N14/2)/$AZ$26,\"\")","v":""},null,null,null,null,null,{"$f":"IF(N14>0,(N14+N14/2)/$AZ$26,\"\")","v":0.15986000843457443},null,null,null,{"$f":"IF(X13<0,(X13+X13/2)/$AZ$26,\"\")","v":""},null,null,null,null,null,{"$f":"IF(X13>0,(X13+X13/2)/$AZ$26,\"\")","v":2.1539593522431113E-17},null,null,null,{"$f":"IF(AH14<0,(AH14+AH14/2)/$AZ$26,\"\")","v":-0.15986000843457462},null,null,null,null,null,{"$f":"IF(AH14>0,(AH14+AH14/2)/$AZ$26,\"\")","v":""},null,null,null,{"$f":"IF(AR13<0,(AR13+AR13/2)/$AZ$26,\"\")","v":""},null,null,null,null,null,{"$f":"IF(AR13>0,(AR13+AR13/2)/$AZ$26,\"\")","v":1.5338452073069699}]
[]
[null,"kiriş faydalı yükseklik d (m)",null,null,null,null,null,{"$f":"O46-M3","v":0.66999999999999993},null,null,null,null,null,null,null,null,null,{"$f":"Y46-M3","v":0.66999999999999993},null,null,null,null,null,null,null,null,null,{"$f":"AI46-M3","v":0.66999999999999993},null,null,null,null,null,null,null,null,null,{"$f":"AS46-M3","v":0.66999999999999993}]
[]
[null,"kiriş kolon yüzünden d mesafede kesme kuvveti (KN)",null,null,null,null,null,{"$f":"(L20*L35-((0.5*L20*L35^2-O31-I32)/L35))-L20*(MIN(G4,G41)/2+H101)","v":15.112384536222386},null,null,null,null,null,null,{"$f":"((0.5*L20*L35^2-O31-I32)/L35)-L20*(MIN(Q4,Q41)/2+H101)","v":16.487615463777615},null,null,{"$f":"(V20*V35-((0.5*V20*V35^2-Y32-S31)/V35))-V20*(MIN(Q4,Q41)/2+R101)","v":15.880002474087778},null,null,null,null,null,null,{"$f":"((0.5*V20*V35^2-Y32-S31)/V35)-V20*(MIN(AA4,AA41)/2+R101)","v":15.719997525912223},null,null,{"$f":"(AF20*AF35-((0.5*AF20*AF35^2-AI31-AC32)/AF35))-AF20*(MIN(AA4,AA41)/2+AB101)","v":15.719997525912227},null,null,null,null,null,null,{"$f":"((0.5*AF20*AF35^2-AI31-AC32)/AF35)-AF20*(MIN(AK4,AK41)/2+AB101)","v":15.880002474087775},null,null,{"$f":"(AP20*AP35-((0.5*AP20*AP35^2-AS32-AM31)/AP35))-AP20*(MIN(AK4,AK41)/2+AL101)","v":16.487615463777619},null,null,null,null,null,null,{"$f":"((0.5*AP20*AP35^2-AS32-AM31)/AP35)-AP20*(MIN(AU4,AU41)/2+AL101)","v":15.112384536222383}]
[]
[null,"kiriş kolon yüzünden 2*h mesafede kesme kuvveti (KN)",null,null,null,null,null,{"$f":"(L20*L35-((0.5*L20*L35^2-O31-I32)/L35))-L20*(MIN(G4,G41)/2+2*O46)","v":7.8123845362223854},null,null,null,null,null,null,{"$f":"((0.5*L20*L35^2-O31-I32)/L35)-L20*(MIN(Q4,Q41)/2+2*O46)","v":9.1876154637776146},null,null,{"$f":"(V20*V35-((0.5*V20*V35^2-Y32-S31)/V35))-V20*(MIN(Q4,Q41)/2+2*Y46)","v":8.5800024740877774},null,null,null,null,null,null,{"$f":"((0.5*V20*V35^2-Y32-S31)/V35)-V20*(MIN(AA4,AA41)/2+2*Y46)","v":8.4199975259122226},null,null,{"$f":"(AF20*AF35-((0.5*AF20*AF35^2-AI31-AC32)/AF35))-AF20*(MIN(AA4,AA41)/2+2*AI46)","v":8.4199975259122262},null,null,null,null,null,null,{"$f":"((0.5*AF20*AF35^2-AI31-AC32)/AF35)-AF20*(MIN(AK4,AK41)/2+2*AI46)","v":8.5800024740877738},null,null,{"$f":"(AP20*AP35-((0.5*AP20*AP35^2-AS32-AM31)/AP35))-AP20*(MIN(AK4,AK41)/2+2*AS46)","v":9.1876154637776182},null,null,null,null,null,null,{"$f":"((0.5*AP20*AP35^2-AS32-AM31)/AP35)-AP20*(MIN(AU4,AU41)/2+2*AS46)","v":7.8123845362223818}]
[]
[null,"kiriş kolon yüzü kesme kuvveti (KN)",null,null,null,null,null,{"$f":"(L20*L35-((0.5*L20*L35^2-O31-I32)/L35))-L20*MIN(G4,G41)/2","v":21.812384536222385},null,null,null,null,null,null,{"$f":"((0.5*L20*L35^2-O31-I32)/L35)-L20*MIN(Q4,Q41)/2","v":23.187615463777615},null,null,{"$f":"(V20*V35-((0.5*V20*V35^2-Y32-S31)/V35))-V20*MIN(Q4,Q41)/2","v":22.580002474087777},null,null,null,null,null,null,{"$f":"((0.5*V20*V35^2-Y32-S31)/V35)-V20*MIN(AA4,AA41)/2","v":22.419997525912223},null,null,{"$f":"(AF20*AF35-((0.5*AF20*AF35^2-AI31-AC32)/AF35))-AF20*MIN(AA4,AA41)/2","v":22.419997525912226},null,null,null,null,null,null,{"$f":"((0.5*AF20*AF35^2-AI31-AC32)/AF35)-AF20*MIN(AK4,AK41)/2","v":22.580002474087774},null,null,{"$f":"(AP20*AP35-((0.5*AP20*AP35^2-AS32-AM31)/AP35))-AP20*MIN(AK4,AK41)/2","v":23.187615463777618},null,null,null,null,null,null,{"$f":"((0.5*AP20*AP35^2-AS32-AM31)/AP35)-AP20*MIN(AU4,AU41)/2","v":21.812384536222382}]
[]
[null,"kiriş kolon yüzü moment (KNm)",null,null,null,null,null,{"$f":"+I32-(L20*L35-((0.5*L20*L35^2-O31-I32)/L35))*MIN(G4,G41)/3","v":14.355880211395458},null,null,null,null,null,null,{"$f":"-O31-((0.5*L20*L35^2-O31-I32)/L35)*MIN(Q4,Q41)/3","v":17.564752375691},null,null,{"$f":"+S31-(V20*V35-((0.5*V20*V35^2-Y32-S31)/V35))*MIN(Q4,Q41)/3","v":16.920007834611297},null,null,null,null,null,null,{"$f":"-Y32-((0.5*V20*V35^2-Y32-S31)/V35)*MIN(AA4,AA41)/3","v":16.546662955534998},null,null,{"$f":"+AC32-(AF20*AF35-((0.5*AF20*AF35^2-AI31-AC32)/AF35))*MIN(AA4,AA41)/3","v":16.546662955534998},null,null,null,null,null,null,{"$f":"-AI31-((0.5*AF20*AF35^2-AI31-AC32)/AF35)*MIN(AK4,AK41)/3","v":16.920007834611297},null,null,{"$f":"+AM31-(AP20*AP35-((0.5*AP20*AP35^2-AS32-AM31)/AP35))*MIN(AK4,AK41)/3","v":17.564752375691},null,null,null,null,null,null,{"$f":"-AS32-((0.5*AP20*AP35^2-AS32-AM31)/AP35)*MIN(AU4,AU41)/3","v":14.355880211395458}]

{"sheet":"5_aciklikli","index":4,"n_rows":109,"n_cols":75,"rows_kept":109,"cut":false,"hidden":false,"merged":[[3,74,3,75],[4,74,4,75],[104,34,105,36],[104,37,105,39],[104,40,105,43],[104,44,105,46],[104,47,105,49],[104,50,105,53],[104,54,105,56],[100,47,101,56],[102,47,103,49],[102,50,103,53],[102,54,103,56],[88,55,88,56],[98,49,98,50],[98,53,98,54],[76,49,76,50],[76,53,76,54],[76,59,76,60],[51,53,51,54],[73,59,73,60],[61,38,61,39],[60,44,60,45],[61,44,61,45],[104,1,105,6],[104,7,105,9],[104,10,105,13],[104,14,105,16],[104,17,105,19],[104,20,105,23],[104,24,105,26],[104,27,105,29],[104,30,105,33],[106,47,107,49],[106,50,107,53],[106,54,107,56],[108,47,109,49],[108,50,109,53],[108,54,109,56],[106,34,107,36],[106,37,107,39],[106,40,107,43],[106,44,107,46],[108,34,109,36],[108,37,109,39],[108,40,109,43],[108,44,109,46],[108,1,109,6],[108,7,109,9],[108,10,109,13],[108,14,109,16],[108,17,109,19],[108,20,109,23],[108,24,109,26],[108,27,109,29],[108,30,109,33],[106,1,107,6],[106,7,107,9],[106,10,107,13],[106,14,107,16],[106,17,107,19],[106,20,107,23],[106,24,107,26],[106,27,107,29],[106,30,107,33],[2,12,2,13],[100,1,101,6],[100,7,101,16],[100,17,101,26],[100,27,101,36],[100,37,101,46],[102,1,103,6],[102,7,103,9],[102,10,103,13],[102,14,103,16],[102,17,103,19],[102,20,103,23],[102,24,103,26],[102,27,103,29],[102,30,103,33],[102,34,103,36],[102,37,103,39],[102,40,103,43],[102,44,103,46],[88,15,88,16],[88,25,88,26],[88,35,88,36],[88,45,88,46],[89,5,89,6],[98,3,98,4],[98,9,98,10],[98,13,98,14],[98,19,98,20],[98,23,98,24],[98,29,98,30],[98,33,98,34],[98,39,98,40],[98,43,98,44],[90,9,90,10],[90,19,90,20],[90,29,90,30],[90,39,90,40],[90,49,90,50],[98,59,98,60],[85,49,85,50],[85,53,85,54],[85,59,85,60],[86,49,86,50],[86,53,86,54],[86,59,86,60],[86,3,86,4],[86,9,86,10],[86,13,86,14],[86,19,86,20],[86,23,86,24],[86,29,86,30],[86,33,86,34],[86,39,86,40],[86,43,86,44],[85,3,85,4],[85,9,85,10],[85,13,85,14],[85,19,85,20],[85,23,85,24],[85,29,85,30],[85,33,85,34],[85,39,85,40],[85,43,85,44],[83,7,83,8],[83,17,83,18],[83,27,83,28],[83,37,83,38],[83,47,83,48],[83,57,83,58],[76,3,76,4],[76,9,76,10],[76,13,76,14],[76,19,76,20],[76,23,76,24],[76,29,76,30],[76,33,76,34],[76,39,76,40],[76,43,76,44],[60,4,60,5],[60,14,60,15],[60,24,60,25],[60,34,60,35],[61,8,61,9],[61,14,61,15],[61,18,61,19],[61,24,61,25],[61,28,61,29],[61,34,61,35],[60,8,60,9],[60,18,60,19],[60,28,60,29],[61,48,61,49],[60,54,60,55],[61,54,61,55],[61,58,61,59],[51,3,51,4],[51,13,51,14],[51,23,51,24],[51,33,51,34],[73,9,73,10],[73,19,73,20],[73,29,73,30],[73,39,73,40],[60,58,60,59],[73,53,73,54],[73,49,73,50],[73,3,73,4],[73,13,73,14],[73,23,73,24],[73,33,73,34],[73,43,73,44],[61,4,61,5],[64,11,64,12],[64,21,64,22],[56,47,56,48],[1,1,1,63],[13,8,13,9],[13,3,13,4],[64,31,64,32],[64,41,64,42],[64,51,64,52],[44,47,44,48],[45,54,47,54],[49,51,49,52],[51,59,51,60],[56,55,56,56],[58,57,58,58],[19,51,19,52],[34,51,34,52],[37,46,38,47],[37,48,38,48],[40,46,40,47],[42,51,42,52],[20,51,20,52],[19,59,19,60],[20,55,20,56],[20,57,20,58],[21,54,21,55],[21,56,23,56],[22,54,22,55],[23,54,23,55],[23,58,23,59],[37,56,38,57],[37,58,38,58],[40,56,40,57],[34,57,34,58],[10,58,10,59],[11,53,11,54],[11,58,11,59],[12,53,12,54],[12,56,14,56],[12,58,12,59],[13,53,13,54],[13,58,13,59],[14,53,14,54],[14,58,14,59],[24,54,24,55],[24,56,25,56],[24,58,24,59],[25,58,25,59],[17,53,17,54],[17,56,19,56],[3,56,3,57],[6,56,7,57],[6,58,7,58],[10,53,10,54],[10,56,11,56],[28,54,28,55],[28,58,28,59],[29,54,29,55],[29,56,30,56],[29,58,29,59],[30,54,30,55],[30,58,30,59],[22,58,22,59],[26,54,26,55],[26,56,28,56],[26,58,26,59],[27,54,27,55],[27,58,27,59],[17,58,17,59],[21,58,21,59],[15,53,15,54],[15,56,16,56],[15,58,15,59],[16,53,16,54],[60,38,60,39],[60,48,60,49],[56,7,56,8],[56,25,56,26],[56,35,56,36],[25,54,25,55],[56,45,56,46],[57,15,57,16],[58,7,58,8],[56,27,56,28],[56,37,56,38],[51,9,51,10],[51,19,51,20],[51,29,51,30],[51,39,51,40],[51,49,51,50],[55,17,55,18],[45,14,47,14],[45,24,47,24],[45,34,47,34],[45,44,47,44],[49,11,49,12],[49,21,49,22],[49,31,49,32],[49,41,49,42],[51,43,51,44],[42,11,42,12],[42,21,42,22],[42,31,42,32],[42,41,42,42],[44,7,44,8],[44,17,44,18],[44,27,44,28],[44,37,44,38],[37,36,38,37],[37,38,38,38],[40,6,40,7],[40,16,40,17],[40,26,40,27],[40,36,40,37],[37,6,38,7],[37,8,38,8],[37,16,38,17],[37,18,38,18],[37,26,38,27],[37,28,38,28],[34,4,34,5],[34,11,34,12],[34,21,34,22],[34,31,34,32],[34,41,34,42],[29,4,29,5],[29,6,30,6],[29,8,29,9],[29,14,29,15],[29,16,30,16],[29,18,29,19],[30,18,30,19],[31,24,31,25],[31,28,31,29],[30,34,30,35],[29,24,29,25],[29,26,30,26],[29,28,29,29],[29,34,29,35],[29,36,30,36],[29,38,29,39],[30,38,30,39],[30,14,30,15],[28,4,28,5],[28,8,28,9],[28,14,28,15],[28,18,28,19],[29,44,29,45],[29,46,30,46],[29,48,29,49],[30,4,30,5],[31,8,31,9],[31,44,31,45],[31,48,31,49],[28,24,28,25],[28,28,28,29],[30,8,30,9],[30,24,30,25],[30,28,30,29],[30,44,30,45],[30,48,30,49],[25,61,27,61],[26,4,26,5],[26,6,28,6],[26,8,26,9],[26,14,26,15],[26,16,28,16],[26,18,26,19],[26,24,26,25],[26,26,28,26],[26,28,26,29],[25,4,25,5],[25,8,25,9],[25,14,25,15],[25,18,25,19],[25,24,25,25],[25,28,25,29],[27,4,27,5],[27,8,27,9],[27,14,27,15],[27,18,27,19],[27,24,27,25],[27,28,27,29],[26,34,26,35],[26,36,28,36],[24,44,24,45],[24,46,25,46],[24,48,24,49],[25,34,25,35],[25,38,25,39],[25,44,25,45],[25,48,25,49],[26,44,26,45],[26,46,28,46],[26,48,26,49],[27,34,27,35],[27,38,27,39],[27,44,27,45],[27,48,27,49],[26,38,26,39],[28,34,28,35],[28,38,28,39],[28,44,28,45],[28,48,28,49],[22,4,22,5],[21,28,21,29],[21,34,21,35],[21,36,23,36],[21,38,21,39],[24,4,24,5],[24,6,25,6],[24,8,24,9],[24,14,24,15],[24,16,25,16],[24,18,24,19],[24,24,24,25],[24,26,25,26],[24,28,24,29],[24,34,24,35],[24,36,25,36],[24,38,24,39],[23,4,23,5],[23,48,23,49],[22,8,22,9],[22,14,22,15],[22,18,22,19],[22,24,22,25],[22,28,22,29],[22,34,22,35],[22,38,22,39],[22,44,22,45],[23,8,23,9],[23,14,23,15],[23,18,23,19],[23,24,23,25],[23,28,23,29],[23,34,23,35],[23,38,23,39],[23,44,23,45],[20,47,20,48],[21,4,21,5],[21,6,23,6],[21,8,21,9],[21,14,21,15],[21,16,23,16],[21,18,21,19],[21,24,21,25],[21,26,23,26],[20,25,20,26],[20,27,20,28],[20,31,20,32],[20,35,20,36],[20,37,20,38],[20,41,20,42],[20,5,20,6],[20,7,20,8],[20,11,20,12],[20,15,20,16],[20,17,20,18],[20,21,20,22],[21,48,21,49],[21,46,23,46],[22,48,22,49],[17,48,17,49],[16,48,16,49],[17,3,17,4],[17,6,19,6],[17,8,17,9],[17,13,17,14],[17,16,19,16],[17,18,17,19],[17,23,17,24],[17,26,19,26],[17,28,17,29],[19,2,19,3],[19,11,19,12],[19,21,19,22],[19,31,19,32],[19,41,19,42],[17,33,17,34],[17,36,19,36],[17,38,17,39],[17,43,17,44],[21,44,21,45],[15,3,15,4],[15,6,16,6],[15,8,15,9],[15,13,15,14],[15,16,16,16],[15,18,15,19],[16,3,16,4],[16,8,16,9],[16,13,16,14],[16,18,16,19],[16,38,16,39],[20,45,20,46],[17,46,19,46],[14,13,14,14],[14,18,14,19],[14,23,14,24],[14,28,14,29],[14,33,14,34],[14,38,14,39],[14,43,14,44],[14,61,16,61],[15,43,15,44],[15,46,16,46],[15,48,15,49],[16,43,16,44],[15,23,15,24],[15,26,16,26],[15,28,15,29],[15,33,15,34],[15,36,16,36],[15,38,15,39],[16,23,16,24],[16,28,16,29],[16,33,16,34],[16,58,16,59],[12,28,12,29],[12,36,14,36],[12,43,12,44],[12,46,14,46],[12,48,12,49],[13,48,13,49],[14,48,14,49],[12,3,12,4],[12,8,12,9],[13,13,13,14],[13,18,13,19],[13,23,13,24],[13,28,13,29],[13,33,13,34],[13,38,13,39],[13,43,13,44],[12,6,14,6],[12,13,12,14],[12,16,14,16],[12,18,12,19],[12,23,12,24],[12,26,14,26],[14,3,14,4],[14,8,14,9],[11,23,11,24],[11,28,11,29],[11,33,11,34],[10,23,10,24],[10,26,11,26],[10,28,10,29],[10,33,10,34],[11,43,11,44],[11,48,11,49],[10,43,10,44],[10,46,11,46],[10,48,10,49],[10,36,11,36],[10,38,10,39],[11,38,11,39],[10,3,10,4],[10,6,11,6],[10,8,10,9],[10,13,10,14],[10,16,11,16],[10,18,10,19],[6,6,7,7],[6,8,7,8],[6,16,7,17],[6,18,7,18],[11,3,11,4],[11,8,11,9],[11,13,11,14],[11,18,11,19],[3,6,3,7],[3,16,3,17],[3,26,3,27],[3,36,3,37],[3,46,3,47],[6,36,7,37],[6,38,7,38],[6,46,7,47],[6,48,7,48],[6,26,7,27],[6,28,7,28]]}
[]
[null,"ÇERÇEVE CROSS (5 AÇIKLIKLI) (atalet momentleri etkin rijitlik çarpanı ile çarpılmış)\n(inş.müh. Gürcan BERBEROĞLU tel: 0532 366 02 04   www.betoncelik.com )"]
[null,null,null,null,null,null,null,null,"pas payı  d ' =",null,null,null,0.03,null,"m",null,null,null,null,null,null,"dikkat sadece sarı hücrelere rakam giriniz."]
[null,null,null,null,null,null,0.5,null,"m",null,null,null,null,null,null,null,0.5,null,"m",null,null,null,null,null,null,null,0.5,null,"m",null,null,null,null,null,null,null,0.5,null,"m",null,null,null,null,null,null,null,0.5,null,"m",null,null,null,null,null,null,null,0.5,null,"m",null,null,null,null,null,null,null,"kiriş için etkin rijitlik çarpanı =",null,null,null,null,null,null,null,0.35]
[null,null,null,null,null,null,null,null,null,null,null,null,null,null,null,null,null,null,null,null,null,null,null,null,null,null,null,null,null,null,null,null,null,null,null,null,null,null,null,null,null,null,null,null,null,null,null,null,null,null,null,null,null,null,null,null,null,null,null,null,null,null,null,null,null,null,"kolon için etkin rijitlik çarpanı =",null,null,null,null,null,null,null,0.7]
[null,null,null,null,null,null,null,null,"m",null,null,null,null,null,null,null,null,null,"m",null,null,null,null,null,null,null,null,null,"m",null,null,null,null,null,null,null,null,null,"m",null,null,null,null,null,null,null,null,null,"m",null,null,null,null,null,null,null,null,null,"m"]
[null,null,null,null,null,null,null,null,0.6,null,null,null,null,null,null,null,null,null,0.6,null,null,null,null,null,null,null,null,null,0.6,null,null,null,null,null,null,null,null,null,0.6,null,null,null,null,null,null,null,null,null,0.6,null,null,null,null,null,null,null,null,null,0.6]
[null,null,null,null,null,null,null,null,null,null,null,null,null,null,null,null,null,null,null,null,null,null,null,null,null,null,null,null,null,null,null,null,null,null,null,null,null,null,null,null,null,null,null,null,null,null,null,null,null,null,null,null,null,null,null,null,null,null,null,null,null,null,null,null,null,null,"Not: kolon ve kiriş atalet momentleri etkin rijitlik çarpanı ile çarpılmıştır."]
[]
[]
[null,null,null,null,null,null,"dm4",null,null,null,null,null,null,null,null,null,"dm4",null,null,null,null,null,null,null,null,null,"dm4",null,null,null,null,null,null,null,null,null,"dm4",null,null,null,null,null,null,null,null,null,"dm4",null,null,null,null,null,null,null,null,null,"dm4"]
[]
[null,null,null,{"$f":"SUM(D14:E18)","v":-12.090920842940754},null,null,{"$f":"(I7*G4^3/12*10000)*BW5","v":43.749999999999993},null,{"$f":"SUM(I14:J18)","v":-11.136374460603324},null,null,null,null,null,null,null,{"$f":"(S7*Q4^3/12*10000)*BW5","v":43.749999999999993},null,null,null,null,null,null,{"$f":"SUM(X14:Y18)","v":7.2341991585734844},null,null,{"$f":"(AC7*AA4^3/12*10000)*BW5","v":43.749999999999993},null,{"$f":"SUM(AC14:AD18)","v":6.6630781723703159},null,null,null,null,null,null,null,{"$f":"(AM7*AK4^3/12*10000)*BW5","v":43.749999999999993},null,null,null,null,null,null,{"$f":"SUM(AR14:AS18)","v":1.6834350837466183},null,null,{"$f":"(AW7*AU4^3/12*10000)*BW5","v":43.749999999999993},null,{"$f":"SUM(AW14:AX18)","v":1.5505323139771485},null,null,null,null,null,null,null,{"$f":"(BG7*BE4^3/12*10000)*BW5","v":43.749999999999993}]
[null,null,null,{"$f":"-I30*G22","v":6.2765093705779813E-6},null,null,null,null,{"$f":"-I30*G18","v":5.780995472900772E-6},null,null,null,null,{"$f":"SUM(N15:O18)","v":1.4560159694468302},null,null,null,null,{"$f":"SUM(S15:T18)","v":1.3410673402799753},null,null,null,null,{"$f":"-(Y30+AC30)*AA22","v":2.6365184946999846E-5},null,null,null,null,{"$f":"-(Y30+AC30)*AA18","v":2.4283722977499863E-5},null,null,null,null,{"$f":"SUM(AH15:AI18)","v":-1.3014589074381893},null,null,null,null,{"$f":"SUM(AM15:AN18)","v":-1.1987121515878059},null,null,null,null,{"$f":"-(AS30+AW30)*AU22","v":3.4243881340766112E-5},null,null,null,null,{"$f":"-(AS30+AW30)*AU18","v":3.1540417024389846E-5},null,null,null,null,{"$f":"SUM(BB15:BC18)","v":-2.1252349987918957},null,null,null,null,{"$f":"SUM(BG15:BH18)","v":-1.9574532883609563},null,null,"m"]
[null,null,null,{"$f":"-I28*G22","v":6.5450485827451042E-5},null,null,null,null,{"$f":"-I28*G18","v":6.0283342209494376E-5},null,null,null,null,{"$f":"-(O29+S29)*Q22","v":-4.9656493175583312E-5},null,null,null,null,{"$f":"-(O29+S29)*Q18","v":-4.5736243714353051E-5},null,null,null,null,{"$f":"-(Y28+AC28)*AA22","v":4.8624733114105976E-4},null,null,null,null,{"$f":"-(Y28+AC28)*AA18","v":4.47859383945713E-4},null,null,null,null,{"$f":"-(AI29+AM29)*AK22","v":-1.5356746885884136E-4},null,null,null,null,{"$f":"-(AI29+AM29)*AK18","v":-1.4144372131735388E-4},null,null,null,null,{"$f":"-(AS28+AW28)*AU22","v":7.1710886194265478E-4},null,null,null,null,{"$f":"-(AS28+AW28)*AU18","v":6.6049500442086622E-4},null,null,null,null,{"$f":"-BC29*BE22","v":-1.1828013301200614E-4},null,null,null,null,{"$f":"-BC29*BE18","v":-1.0894222777421617E-4},null,null,3.8]
[null,null,null,{"$f":"-I26*G22","v":-1.6516564202949356E-3},null,null,"I =",null,{"$f":"-I26*G18","v":-1.5212624923769142E-3},null,null,null,null,{"$f":"-(O27+S27)*Q22","v":-5.1781036415948984E-4},null,null,"I =",null,{"$f":"-(O27+S27)*Q18","v":-4.769305985679512E-4},null,null,null,null,{"$f":"-(Y26+AC26)*AA22","v":7.8290708898312682E-3},null,null,"I =",null,{"$f":"-(Y26+AC26)*AA18","v":7.2109863458972214E-3},null,null,null,null,{"$f":"-(AI27+AM27)*AK22","v":-3.0465153643031693E-3},null,null,"I =",null,{"$f":"-(AI27+AM27)*AK18","v":-2.8060009934371298E-3},null,null,null,null,{"$f":"-(AS26+AW26)*AU22","v":1.6095374623870701E-2},null,null,"I =",null,{"$f":"-(AS26+AW26)*AU18","v":1.482468715356512E-2},null,null,null,null,{"$f":"-BC27*BE22","v":-2.6547755193433008E-3},null,null,"I =",null,{"$f":"-BC27*BE18","v":-2.4451879783425139E-3}]
[null,null,null,{"$f":"-I24*G22","v":-0.18245839651206006},null,null,null,null,{"$f":"-I24*G18","v":-0.16805378626110795},null,null,null,null,{"$f":"-(O25+S25)*Q22","v":1.3067050636017982E-2},null,null,null,null,{"$f":"-(O25+S25)*Q18","v":1.203544137527972E-2},null,null,null,null,{"$f":"-(Y24+AC24)*AA22","v":6.7322492054364663E-2},null,null,null,null,{"$f":"-(Y24+AC24)*AA18","v":6.2007558471125358E-2},null,null,null,null,{"$f":"-(AI25+AM25)*AK22","v":-6.05773622887592E-2},null,null,null,null,{"$f":"-(AI25+AM25)*AK18","v":-5.5794938950172943E-2},null,null,null,null,{"$f":"-(AS24+AW24)*AU22","v":0.41091906291995867},null,null,null,null,{"$f":"-(AS24+AW24)*AU18","v":0.37847808426838303},null,null,null,null,{"$f":"-BC25*BE22","v":-6.7777103308518757E-2},null,null,null,null,{"$f":"-BC25*BE18","v":-6.2426279363109377E-2}]
[null,null,null,{"$f":"-(E22+I22)*G22","v":-11.906882517003597},null,null,{"$f":"(4*G13/BJ15)/((4*G13/BJ15)+(4*L21/L35)+(4*G27/BJ26))","v":0.35824795348917998},null,{"$f":"-(E22+I22)*G18","v":-10.966865476187522},null,null,null,null,{"$f":"-(O22+O23+S22+S23)*Q22","v":1.4435163856681472},null,null,{"$f":"(4*Q13/BJ15)/((4*Q13/BJ15)+(4*V21/V35)+(4*Q27/BJ26)+(4*L21/L35))","v":0.29512019204688528},null,{"$f":"-(O22+O23+S22+S23)*Q18","v":1.3295545657469778},null,null,null,null,{"$f":"-(Y22+AC22)*AA22","v":7.1585349831132001},null,null,{"$f":"(4*AA13/BJ15)/((4*AA13/BJ15)+(4*AA27/BJ26)+(4*V21/V35)+(4*AF21/AF35))","v":0.26373549937785479},null,{"$f":"-(Y22+AC22)*AA18","v":6.59338748444637},null,null,null,null,{"$f":"-(AI22+AM22+AI23+AM23)*AK22","v":-1.237681462316268},null,null,{"$f":"(4*AK13/BJ15)/((4*AK13/BJ15)+(4*AK27/BJ26)+(4*AF21/AF35)+(4*AP21/AP35))","v":0.23404598892231857},null,{"$f":"-(AI22+AM22+AI23+AM23)*AK18","v":-1.1399697679228784},null,null,null,null,{"$f":"-(AS22+AW22)*AU22","v":1.2556692934595055},null,null,{"$f":"(4*AU13/BJ15)/((4*AU13/BJ15)+(4*AU27/BJ26)+(4*AP21/AP35)+(4*AZ21/AZ35))","v":0.23863355145646431},null,{"$f":"-(AS22+AW22)*AU18","v":1.1565375071337551},null,null,null,null,{"$f":"-(BC22+BG22+BC23)*BE22","v":-2.0546848398310216},null,null,{"$f":"(4*BE13/BJ15)/((4*BE13/BJ15)+(4*BE27/BJ26)+(4*AZ21/AZ35))","v":0.32129014710215553},null,{"$f":"-(BC22+BG22+BC23)*BE18","v":-1.8924728787917302}]
[]
[null,"q =",10,null,"KN/m",null,null,null,null,null,"q =",15,null,"KN/m",null,null,null,null,null,null,"q =",10,null,"KN/m",null,null,null,null,null,null,"q =",10,null,"KN/m",null,null,null,null,null,null,"q =",10,null,"KN/m",null,null,null,null,null,null,"q =",5,null,"KN/m",null,null,null,null,"q =",10,null,"KN/m"]
[null,null,null,null,null,0,null,{"$f":"(4*L21/L35)/((4*G13/BJ15)+(4*L21/L35)+(4*G27/BJ26))","v":0.25279712557971029},null,null,"I =",{"$f":"((L43*H45^3/12+H45*L43*(((H45*L43*H45/2+L50*(O46-H45)*((O46-H45)/2+H45))/(L43*H45+(O46-H45)*L50))-H45/2)^2+L50*(O46-H45)^3/12+L50*(O46-H45)*(O46-((H45*L43*H45/2+L50*(O46-H45)*((O46-H45)/2+H45))/(L43*H45+(O46-H45)*L50))-(O46-H45)/2)^2)*10000)*BW4","v":44.683333333333316},null,"dm4",null,{"$f":"(4*L21/L35)/((4*Q13/BJ15)+(4*V21/V35)+(4*Q27/BJ26)+(4*L21/L35))","v":0.20825111636607843},null,{"$f":"(4*V21/V35)/((4*Q13/BJ15)+(4*V21/V35)+(4*Q27/BJ26)+(4*L21/L35))","v":0.17621248307898943},null,null,"I =",{"$f":"((V43*R45^3/12+R45*V43*(((R45*V43*R45/2+V50*(Y46-R45)*((Y46-R45)/2+R45))/(V43*R45+(Y46-R45)*V50))-R45/2)^2+V50*(Y46-R45)^3/12+V50*(Y46-R45)*(Y46-((R45*V43*R45/2+V50*(Y46-R45)*((Y46-R45)/2+R45))/(V43*R45+(Y46-R45)*V50))-(Y46-R45)/2)^2)*10000)*BW4","v":44.683333333333316},null,"dm4",null,{"$f":"(4*V21/V35)/((4*AA13/BJ15)+(4*AA27/BJ26)+(4*V21/V35)+(4*AF21/AF35))","v":0.15747308545416602},null,{"$f":"(4*AF21/AF35)/((4*AA13/BJ15)+(4*AA27/BJ26)+(4*V21/V35)+(4*AF21/AF35))","v":0.29245001584345121},null,null,"I =",{"$f":"((AF43*AB45^3/12+AB45*AF43*(((AB45*AF43*AB45/2+AF50*(AI46-AB45)*((AI46-AB45)/2+AB45))/(AF43*AB45+(AI46-AB45)*AF50))-AB45/2)^2+AF50*(AI46-AB45)^3/12+AF50*(AI46-AB45)*(AI46-((AB45*AF43*AB45/2+AF50*(AI46-AB45)*((AI46-AB45)/2+AB45))/(AF43*AB45+(AI46-AB45)*AF50))-(AI46-AB45)/2)^2)*10000)*BW4","v":44.683333333333316},null,"dm4",null,{"$f":"(4*AF21/AF35)/((4*AK13/BJ15)+(4*AK27/BJ26)+(4*AF21/AF35)+(4*AP21/AP35))","v":0.2595280245924132},null,{"$f":"(4*AP21/AP35)/((4*AK13/BJ15)+(4*AK27/BJ26)+(4*AF21/AF35)+(4*AP21/AP35))","v":0.25231891279817947},null,null,"I =",{"$f":"((AP43*AL45^3/12+AL45*AP43*(((AL45*AP43*AL45/2+AP50*(AS46-AL45)*((AS46-AL45)/2+AL45))/(AP43*AL45+(AS46-AL45)*AP50))-AL45/2)^2+AP50*(AS46-AL45)^3/12+AP50*(AS46-AL45)*(AS46-((AL45*AP43*AL45/2+AP50*(AS46-AL45)*((AS46-AL45)/2+AL45))/(AP43*AL45+(AS46-AL45)*AP50))-(AS46-AL45)/2)^2)*10000)*BW4","v":44.683333333333316},null,"dm4",null,{"$f":"(4*AP21/AP35)/((4*AU13/BJ15)+(4*AU27/BJ26)+(4*AP21/AP35)+(4*AZ21/AZ35))","v":0.25726464502943558},null,{"$f":"(4*AZ21/AZ35)/((4*AU13/BJ15)+(4*AU27/BJ26)+(4*AP21/AP35)+(4*AZ21/AZ35))","v":0.24501394764708154},null,null,"I =",{"$f":"((AZ43*AV45^3/12+AV45*AZ43*(((AV45*AZ43*AV45/2+AZ50*(BC46-AV45)*((BC46-AV45)/2+AV45))/(AZ43*AV45+(BC46-AV45)*AZ50))-AV45/2)^2+AZ50*(BC46-AV45)^3/12+AZ50*(BC46-AV45)*(BC46-((AV45*AZ43*AV45/2+AZ50*(BC46-AV45)*((BC46-AV45)/2+AV45))/(AZ43*AV45+(BC46-AV45)*AZ50))-(BC46-AV45)/2)^2)*10000)*BW4","v":44.683333333333316},null,"dm4",null,{"$f":"(4*AZ21/AZ35)/((4*BE13/BJ15)+(4*BE27/BJ26)+(4*AZ21/AZ35))","v":0.32988055032978986},null,0]
[null,null,null,null,{"$f":"-C20*E35*E35/2","v":-7.1999999999999993},null,{"$f":"(4*G27/BJ26)/((4*G13/BJ15)+(4*L21/L35)+(4*G27/BJ26))","v":0.38895492093110973},null,{"$f":"L20*L35^2/12","v":37.8125},null,null,null,null,null,{"$f":"-L20*L35^2/12","v":-37.8125},null,{"$f":"(4*Q27/BJ26)/((4*Q13/BJ15)+(4*V21/V35)+(4*Q27/BJ26)+(4*L21/L35))","v":0.32041620850804686},null,{"$f":"V20*V35^2/12","v":35.208333333333336},null,null,null,null,null,{"$f":"-V20*V35^2/12","v":-35.208333333333336},null,{"$f":"(4*AA27/BJ26)/((4*AA13/BJ15)+(4*AA27/BJ26)+(4*V21/V35)+(4*AF21/AF35))","v":0.28634139932452801},null,{"$f":"AF20*AF35^2/12","v":10.208333333333334},null,null,null,null,null,{"$f":"-AF20*AF35^2/12","v":-10.208333333333334},null,{"$f":"(4*AK27/BJ26)/((4*AK13/BJ15)+(4*AK27/BJ26)+(4*AF21/AF35)+(4*AP21/AP35))","v":0.25410707368708874},null,{"$f":"AP20*AP35^2/12","v":10.800000000000002},null,null,null,null,null,{"$f":"-AP20*AP35^2/12","v":-10.800000000000002},null,{"$f":"(4*AU27/BJ26)/((4*AU13/BJ15)+(4*AU27/BJ26)+(4*AP21/AP35)+(4*AZ21/AZ35))","v":0.25908785586701838},null,{"$f":"AZ20*AZ35^2/12","v":5.9534999999999991},null,null,null,null,null,{"$f":"-AZ20*AZ35^2/12","v":-5.9534999999999991},null,{"$f":"(4*BE27/BJ26)/((4*BE13/BJ15)+(4*BE27/BJ26)+(4*AZ21/AZ35))","v":0.34882930256805461},null,{"$f":"BH20*BF35*BF35/2","v":11.25}]
[null,null,null,null,null,null,null,null,{"$f":"-(E22+I22)*H21","v":-7.7387520068088813},null,null,null,null,null,{"$f":"+I23/2","v":-3.8693760034044407},null,null,null,{"$f":"+Y23/2","v":1.9684135681770754},null,null,null,null,null,{"$f":"-(Y22+AC22)*Z21","v":3.9368271363541507},null,null,null,{"$f":"-(Y22+AC22)*AB21","v":7.3112503960862805},null,null,null,null,null,{"$f":"+AC23/2","v":3.6556251980431402},null,null,null,{"$f":"+AS23/2","v":0.6234165510675802},null,null,null,null,null,{"$f":"-(AS22+AW22)*AT21","v":1.2468331021351604},null,null,null,{"$f":"-(AS22+AW22)*AV21","v":1.1874600972715814},null,null,null,null,null,{"$f":"+AW23/2","v":0.59373004863579071}]
[null,null,null,null,null,null,null,null,{"$f":"+O24/2","v":0.46909908242136994},null,null,null,null,null,{"$f":"-(O22+O23+S22+S23)*P21","v":0.93819816484273988},null,null,null,{"$f":"-(O22+O23+S22+S23)*R21","v":0.79385998563616444},null,null,null,null,null,{"$f":"+S24/2","v":0.39692999281808222},null,null,null,{"$f":"+AI24/2","v":-0.63204266675617393},null,null,null,null,null,{"$f":"-(AI22+AM22+AI23+AM23)*AJ21","v":-1.2640853335123479},null,null,null,{"$f":"-(AI22+AI23+AM22+AM23)*AL21","v":-1.2289718520258937},null,null,null,null,null,{"$f":"+AM24/2","v":-0.61448592601294683},null,null,null,{"$f":"+BC24/2","v":-0.97153616500651985},null,null,null,null,null,{"$f":"-(BC22+BG22+BC23)*BD21","v":-1.9430723300130397}]
[null,null,null,null,null,null,"dm4",null,{"$f":"-I24*H21","v":-0.11858689964820192},null,null,null,null,null,{"$f":"+I25/2","v":-5.9293449824100959E-2},null,"dm4",null,{"$f":"+Y25/2","v":1.8511959097205294E-2},null,null,null,null,null,{"$f":"-(Y24+AC24)*Z21","v":3.7023918194410588E-2},null,"dm4",null,{"$f":"-(Y24+AC24)*AB21","v":6.8758705218191093E-2},null,null,null,null,null,{"$f":"+AC25/2","v":3.4379352609095547E-2},null,"dm4",null,{"$f":"+AS25/2","v":0.20401370512748312},null,null,null,null,null,{"$f":"-(AS24+AW24)*AT21","v":0.40802741025496625},null,"dm4",null,{"$f":"-(AS24+AW24)*AV21","v":0.38859753357615839},null,null,null,null,null,{"$f":"+AW25/2","v":0.1942987667880792},null,"dm4",null,null,null,null,"m"]
[null,null,null,null,null,null,null,null,{"$f":"+O26/2","v":4.2463954854744489E-3},null,null,null,null,null,{"$f":"-(O25+S25)*P21","v":8.4927909709488977E-3},null,null,null,{"$f":"-(O25+S25)*R21","v":7.1862077446490664E-3},null,null,null,null,null,{"$f":"+S26/2","v":3.5931038723245332E-3},null,null,null,{"$f":"+AI26/2","v":-3.0934839675459687E-2},null,null,null,null,null,{"$f":"-(AI25+AM25)*AJ21","v":-6.1869679350919374E-2},null,null,null,{"$f":"-(AI25+AM25)*AL21","v":-6.0151077146727162E-2},null,null,null,null,null,{"$f":"+AM26/2","v":-3.0075538573363581E-2},null,null,null,{"$f":"+BC26/2","v":-3.2047692058225531E-2},null,null,null,null,null,{"$f":"-BC25*BD21","v":-6.4095384116451062E-2},null,null,null,null,null,null,3.5]
[null,null,null,null,null,null,{"$f":"(I38*G41^3/12*10000)*BW5","v":43.749999999999993},null,{"$f":"-I26*H21","v":-1.073476572802599E-3},null,null,null,null,null,{"$f":"+I27/2","v":-5.3673828640129952E-4},null,{"$f":"(S38*Q41^3/12*10000)*BW5","v":43.749999999999993},null,{"$f":"+Y27/2","v":2.1527937492961664E-3},null,null,null,null,null,{"$f":"-(Y26+AC26)*Z21","v":4.3055874985923328E-3},null,{"$f":"(AC38*AA41^3/12*10000)*BW5","v":43.749999999999993},null,{"$f":"-(Y26+AC26)*AB21","v":7.996091068814333E-3},null,null,null,null,null,{"$f":"+AC27/2","v":3.9980455344071665E-3},null,{"$f":"(AM38*AK41^3/12*10000)*BW5","v":43.749999999999993},null,{"$f":"+AS27/2","v":7.9910554382587665E-3},null,null,null,null,null,{"$f":"-(AS26+AW26)*AT21","v":1.5982110876517533E-2},null,{"$f":"(AW38*AU41^3/12*10000)*BW5","v":43.749999999999993},null,{"$f":"-(AS26+AW26)*AV21","v":1.5221057977635748E-2},null,null,null,null,null,{"$f":"+AW27/2","v":7.610528988817874E-3},null,{"$f":"(BG38*BE41^3/12*10000)*BW5","v":43.749999999999993}]
[null,null,null,null,null,null,null,null,{"$f":"+O28/2","v":-1.6827267712867783E-4},null,null,null,null,null,{"$f":"-(O27+S27)*P21","v":-3.3654535425735565E-4},null,null,null,{"$f":"-(O27+S27)*R21","v":-2.8476914591007014E-4},null,null,null,null,null,{"$f":"+S28/2","v":-1.4238457295503507E-4},null,null,null,{"$f":"+AI28/2","v":-1.5557538460374846E-3},null,null,null,null,null,{"$f":"-(AI27+AM27)*AJ21","v":-3.1115076920749693E-3},null,null,null,{"$f":"-(AI27+AM27)*AL21","v":-3.0250769228506642E-3},null,null,null,null,null,{"$f":"+AM28/2","v":-1.5125384614253321E-3},null,null,null,{"$f":"+BC28/2","v":-1.2552827455660296E-3},null,null,null,null,null,{"$f":"-BC27*BD21","v":-2.5105654911320593E-3}]
[null,null,null,null,null,null,null,null,{"$f":"-I28*H21","v":4.2538849091732415E-5},null,null,null,null,null,{"$f":"+I29/2","v":2.1269424545866208E-5},null,null,null,{"$f":"+Y29/2","v":1.3370554818350572E-4},null,null,null,null,null,{"$f":"-(Y28+AC28)*Z21","v":2.6741109636701144E-4},null,null,null,{"$f":"-(Y28+AC28)*AB21","v":4.966206075387356E-4},null,null,null,null,null,{"$f":"+AC29/2","v":2.483103037693678E-4},null,null,null,{"$f":"+AS29/2","v":3.5603127016078831E-4},null,null,null,null,null,{"$f":"-(AS28+AW28)*AT21","v":7.1206254032157661E-4},null,null,null,{"$f":"-(AS28+AW28)*AV21","v":6.7815480030626357E-4},null,null,null,null,null,{"$f":"+AW29/2","v":3.3907740015313179E-4}]
[null,null,null,null,null,null,"I =",null,{"$f":"+O30/2","v":-1.6136855539847133E-5},null,null,null,null,null,{"$f":"-(O29+S29)*P21","v":-3.2273711079694266E-5},null,"I =",null,{"$f":"-(O29+S29)*R21","v":-2.73085247597413E-5},null,null,null,null,null,{"$f":"+S30/2","v":-1.365426237987065E-5},null,"I =",null,{"$f":"+AI30/2","v":-7.8421787430581623E-5},null,null,null,null,null,{"$f":"-(AI29+AM29)*AJ21","v":-1.5684357486116325E-4},null,"I =",null,{"$f":"-(AI29+AM29)*AL21","v":-1.524868088927976E-4},null,null,null,null,null,{"$f":"+AM30/2","v":-7.6243404446398798E-5},null,"I =",null,{"$f":"+BC30/2","v":-5.5927519683454746E-5},null,null,null,null,null,{"$f":"-BC29*BD21","v":-1.1185503936690949E-4},null,"I ="]
[null,null,null,null,null,null,null,null,{"$f":"-I30*H21","v":4.079350696368379E-6},null,null,null,null,null,{"$f":"SUM(O22:P30)","v":-40.79536278534205},null,null,null,{"$f":"SUM(S22:T30)","v":37.998279475615256},null,null,null,null,null,{"$f":"-(Y30+AC30)*Z21","v":1.4499499660083399E-5},null,null,null,{"$f":"-(Y30+AC30)*AB21","v":2.692764222586917E-5},null,null,null,null,null,{"$f":"SUM(AI22:AJ30)","v":-7.8433057909731252},null,null,null,{"$f":"SUM(AM22:AN30)","v":10.343476849999121},null,null,null,null,null,{"$f":"-(AS30+AW30)*AT21","v":3.4002905879479228E-5},null,null,null,{"$f":"-(AS30+AW30)*AV21","v":3.2383719885218322E-5},null,null,null,null,null,{"$f":"SUM(BC22:BD30)","v":-7.1673117128471482}]
[null,null,null,null,null,null,null,null,{"$f":"SUM(I22:J31)","v":30.427295303544074},null,null,null,null,null,null,null,null,null,null,null,null,null,null,null,{"$f":"SUM(Y22:Z31)","v":-30.829527722835078},null,null,null,{"$f":"SUM(AC22:AD31)","v":16.93225039189128},null,null,null,null,null,null,null,null,null,null,null,null,null,null,null,{"$f":"SUM(AS22:AT31)","v":-9.7745615577393377},null,null,null,{"$f":"SUM(AW22:AX31)","v":6.540594160015571}]
[]
[]
[null,null,null,null,1.2,null,"m",null,null,null,null,5.5,null,"m",null,null,null,null,null,null,null,6.5,null,"m",null,null,null,null,null,null,null,3.5,null,"m",null,null,null,null,null,null,null,3.6,null,"m",null,null,null,null,null,null,null,3.78,null,"m",null,null,null,1.5,null,"m"]
[]
[null,null,null,null,null,null,null,null,"m",null,null,null,null,null,null,null,null,null,"m",null,null,null,null,null,null,null,null,null,"m",null,null,null,null,null,null,null,null,null,"m",null,null,null,null,null,null,null,null,null,"m",null,null,null,null,null,null,null,null,null,"m"]
[null,null,null,null,null,null,null,null,0.6,null,null,null,null,null,null,null,null,null,0.6,null,null,null,null,null,null,null,null,null,0.6,null,null,null,null,null,null,null,null,null,0.6,null,null,null,null,null,null,null,null,null,0.6,null,null,null,null,null,null,null,null,null,0.6]
[]
[]
[null,null,null,null,null,null,0.5,null,"m",null,null,null,null,null,null,null,0.5,null,"m",null,null,null,null,null,null,null,0.5,null,"m",null,null,null,null,null,null,null,0.5,null,"m",null,null,null,null,null,null,null,0.5,null,"m",null,null,null,null,null,null,null,0.5,null,"m"]
[]
[null,null,null,null,null,null,null,null,null,null,null,1.2,null,"m",null,null,null,null,null,null,null,1.2,null,"m",null,null,null,null,null,null,null,1.2,null,"m",null,null,null,null,null,null,null,1.2,null,"m",null,null,null,null,null,null,null,1.2,null,"m"]
[]
[null,null,null,null,null,null,null,0.1,null,"m",null,null,null,null,"m",null,null,0.1,null,"m",null,null,null,null,"m",null,null,0.1,null,"m",null,null,null,null,"m",null,null,0.1,null,"m",null,null,null,null,"m",null,null,0.1,null,"m",null,null,null,null,"m"]
[null,null,null,null,null,null,null,null,null,null,null,null,null,null,0.7,null,null,null,null,null,null,null,null,null,0.7,null,null,null,null,null,null,null,null,null,0.7,null,null,null,null,null,null,null,null,null,0.7,null,null,null,null,null,null,null,null,null,0.7]
[]
[]
[]
[null,null,null,null,null,null,null,null,null,null,null,0.25,null,"m",null,null,null,null,null,null,null,0.25,null,"m",null,null,null,null,null,null,null,0.25,null,"m",null,null,null,null,null,null,null,0.25,null,"m",null,null,null,null,null,null,null,0.25,null,"m"]
[]
[null,null,null,{"$f":"IF(I13<0,I13/2,\"\")","v":-5.5681872303016622},null,null,null,null,null,{"$f":"IF(I13>0,I13/2,\"\")","v":""},null,null,null,{"$f":"IF(S14<0,S14/2,\"\")","v":""},null,null,null,null,null,{"$f":"IF(S14>0,S14/2,\"\")","v":0.67053367013998766},null,null,null,{"$f":"IF(AC13<0,AC13/2,\"\")","v":""},null,null,null,null,null,{"$f":"IF(AC13>0,AC13/2,\"\")","v":3.3315390861851579},null,null,null,{"$f":"IF(AM14<0,AM14/2,\"\")","v":-0.59935607579390293},null,null,null,null,null,{"$f":"IF(AM14>0,AM14/2,\"\")","v":""},null,null,null,{"$f":"IF(AW13<0,AW13/2,\"\")","v":""},null,null,null,null,null,{"$f":"IF(AW13>0,AW13/2,\"\")","v":0.77526615698857426},null,null,null,{"$f":"IF(BG14<0,BG14/2,\"\")","v":-0.97872664418047817},null,null,null,null,null,{"$f":"IF(BG14>0,BG14/2,\"\")","v":""}]
[]
[]
[null,null,null,null,null,null,null,null,null,"moment diyagramı (KNm)"]
[null,null,null,null,null,null,null,null,null,null,null,null,null,null,null,null,null,{"$f":"-S31","v":-37.998279475615256}]
[null,null,null,null,null,null,null,{"$f":"-I32","v":-30.427295303544074},null,null,null,null,null,null,null,null,null,null,null,null,null,null,null,null,null,{"$f":"Y32","v":-30.829527722835078},null,{"$f":"-AC32","v":-16.93225039189128},null,null,null,null,null,null,null,{"$f":"AI31","v":-7.8433057909731252},null,{"$f":"-+AM31","v":-10.343476849999121},null,null,null,null,null,null,null,{"$f":"AS32","v":-9.7745615577393377},null,{"$f":"-AW32","v":-6.540594160015571},null,null,null,null,null,null,null,{"$f":"BC31","v":-7.1673117128471482}]
[null,null,null,null,null,null,null,null,null,null,null,null,null,null,null,{"$f":"O31","v":-40.79536278534205}]
[null,null,null,null,null,null,null,{"$f":"IF(E22=0,\"\",+E22)","v":-7.1999999999999993},null,null,null,null,null,null,null,null,null,null,null,null,null,null,null,null,null,null,null,null,null,null,null,null,null,null,null,null,null,null,null,null,null,null,null,null,null,null,null,null,null,null,null,null,null,null,null,null,null,{"$f":"IF(BG22=0,\"\",-BG22)","v":-11.25}]
[]
[null,null,null,null,{"$f":"IF(I13>0,-I13,\"\")","v":""},null,null,null,{"$f":"IF(I13<0,-I13,\"\")","v":11.136374460603324},null,null,null,null,null,{"$f":"IF(S14>0,-S14,\"\")","v":-1.3410673402799753},null,null,null,{"$f":"IF(S14<0,-S14,\"\")","v":""},null,null,null,null,null,{"$f":"IF(AC13>0,-AC13,\"\")","v":-6.6630781723703159},null,null,null,{"$f":"IF(AC13<0,-AC13,\"\")","v":""},null,null,null,null,null,{"$f":"IF(AM14>0,-AM14,\"\")","v":""},null,null,null,{"$f":"IF(AM14<0,-AM14,\"\")","v":1.1987121515878059},null,null,null,null,null,{"$f":"IF(AW13>0,-AW13,\"\")","v":-1.5505323139771485},null,null,null,{"$f":"IF(AW13<0,-AW13,\"\")","v":""},null,null,null,null,null,{"$f":"IF(BG14>0,-BG14,\"\")","v":""},null,null,null,{"$f":"IF(BG14<0,-BG14,\"\")","v":1.9574532883609563}]
[null,null,null,null,{"$f":"IF(D13<0,D13,\"\")","v":-12.090920842940754},null,null,null,{"$f":"IF(D13>0,D13,\"\")","v":""},null,null,null,null,null,{"$f":"IF(N14<0,N14,\"\")","v":""},null,null,null,{"$f":"IF(N14>0,N14,\"\")","v":1.4560159694468302},null,null,null,null,null,{"$f":"IF(X13<0,X13,\"\")","v":""},null,null,null,{"$f":"IF(X13>0,X13,\"\")","v":7.2341991585734844},null,null,null,null,null,{"$f":"IF(AH14<0,AH14,\"\")","v":-1.3014589074381893},null,null,null,{"$f":"IF(AH14>0,AH14,\"\")","v":""},null,null,null,null,null,{"$f":"IF(AR13<0,AR13,\"\")","v":""},null,null,null,{"$f":"IF(AR13>0,AR13,\"\")","v":1.6834350837466183},null,null,null,null,null,{"$f":"IF(BB14<0,BB14,\"\")","v":-2.1252349987918957},null,null,null,{"$f":"IF(BB14>0,BB14,\"\")","v":""}]
[]
[]
[null,null,null,null,null,null,null,null,null,null,null,{"$f":"(((I32-(-O31))/L35+L20*L35*0.5)^2/(2*L20))-I32","v":21.225874755344396},null,null,null,null,null,null,null,null,null,{"$f":"(((S31-(-Y32))/V35+V20*V35*0.5)^2/(2*V20))-S31","v":18.459414154257658},null,null,null,null,null,null,null,null,null,{"$f":"(((AC32-(-AI31))/AF35+AF20*AF35*0.5)^2/(2*AF20))-AC32","v":3.2619011492149781},null,null,null,null,null,null,null,null,null,{"$f":"(((AM31-(-AS32))/AP35+AP20*AP35*0.5)^2/(2*AP20))-AM31","v":6.1422295021869715},null,null,null,null,null,null,null,null,null,{"$f":"(((AW32-(-BC31))/AZ35+AZ20*AZ35*0.5)^2/(2*AZ20))-AW32","v":2.0790459710112312}]
[]
[]
[]
[]
[]
[]
[]
[]
[null,null,null,{"$f":"IF(D13>0,-D13/2,\"\")","v":""},null,null,null,null,null,{"$f":"IF(D13<0,-D13/2,\"\")","v":6.0454604214703771},null,null,null,{"$f":"IF(N14>0,-N14/2,\"\")","v":-0.7280079847234151},null,null,null,null,null,{"$f":"IF(N14<0,-N14/2,\"\")","v":""},null,null,null,{"$f":"IF(X13>0,-X13/2,\"\")","v":-3.6170995792867422},null,null,null,null,null,{"$f":"IF(X13<0,-X13/2,\"\")","v":""},null,null,null,{"$f":"IF(AH14>0,-AH14/2,\"\")","v":""},null,null,null,null,null,{"$f":"IF(AH14<0,-AH14/2,\"\")","v":0.65072945371909463},null,null,null,{"$f":"IF(AR13>0,-AR13/2,\"\")","v":-0.84171754187330916},null,null,null,null,null,{"$f":"IF(AR13<0,-AR13/2,\"\")","v":""},null,null,null,{"$f":"IF(BB14>0,-BB14/2,\"\")","v":""},null,null,null,null,null,{"$f":"IF(BB14<0,-BB14/2,\"\")","v":1.0626174993959479}]
[]
[]
[null,null,null,{"$f":"IF(I13<0,(I13+I13/2)/$BJ$15,\"\")","v":-4.39593728708026},null,null,null,null,null,{"$f":"IF(I13>0,(I13+I13/2)/$BJ$15,\"\")","v":""},null,null,null,{"$f":"IF(S14<0,(S14+S14/2)/$BJ$15,\"\")","v":""},null,null,null,null,null,{"$f":"IF(S14>0,(S14+S14/2)/$BJ$15,\"\")","v":0.52936868695262185},null,null,null,{"$f":"IF(AC13<0,(AC13+AC13/2)/$BJ$15,\"\")","v":""},null,null,null,null,null,{"$f":"IF(AC13>0,(AC13+AC13/2)/$BJ$15,\"\")","v":2.6301624364619669},null,null,null,{"$f":"IF(AM14<0,(AM14+AM14/2)/$BJ$15,\"\")","v":-0.473175849310976},null,null,null,null,null,{"$f":"IF(AM14>0,(AM14+AM14/2)/$BJ$15,\"\")","v":""},null,null,null,{"$f":"IF(AW13<0,(AW13+AW13/2)/$BJ$15,\"\")","v":""},null,null,null,null,null,{"$f":"IF(AW13>0,(AW13+AW13/2)/$BJ$15,\"\")","v":0.61205222920150604},null,null,null,{"$f":"IF(BG14<0,(BG14+BG14/2)/$BJ$15,\"\")","v":-0.77267892961616702},null,null,null,null,null,{"$f":"IF(BG14>0,(BG14+BG14/2)/$BJ$15,\"\")","v":""}]
[]
[]
[null,null,null,null,null,null,null,null,null,"kesme kuvveti diyagramı (KN)"]
[]
[]
[]
[null,null,null,null,null,null,null,{"$f":"L20*L35+P89","v":39.364896821491278},null,null,null,null,null,null,null,null,null,{"$f":"V20*V35+Z89","v":33.602884885043103},null,null,null,null,null,null,null,null,null,{"$f":"AF20*AF35+AJ89","v":20.096841314548044},null,null,null,null,null,null,null,null,null,{"$f":"AP20*AP35+AT89","v":18.158032025627715},null,null,null,null,null,null,null,null,null,{"$f":"AZ20*AZ35+BD89","v":9.2842017056001129},null,null,null,null,null,null,null,null,null,{"$f":"IF(BG22=0,\"\",BH20*BF35)","v":15}]
[]
[null,null,null,{"$f":"IF(D77<0,D77,\"\")","v":-4.39593728708026},null,null,null,null,null,{"$f":"IF(J77>0,J77,\"\")","v":""},null,null,null,{"$f":"IF(N77<0,N77,\"\")","v":""},null,null,null,null,null,{"$f":"IF(T77>0,T77,\"\")","v":0.52936868695262185},null,null,null,{"$f":"IF(X77<0,X77,\"\")","v":""},null,null,null,null,null,{"$f":"IF(AD77>0,AD77,\"\")","v":2.6301624364619669},null,null,null,{"$f":"IF(AH77<0,AH77,\"\")","v":-0.473175849310976},null,null,null,null,null,{"$f":"IF(AN77>0,AN77,\"\")","v":""},null,null,null,{"$f":"IF(AR77<0,AR77,\"\")","v":""},null,null,null,null,null,{"$f":"IF(AX77>0,AX77,\"\")","v":0.61205222920150604},null,null,null,{"$f":"IF(BB77<0,BB77,\"\")","v":-0.77267892961616702},null,null,null,null,null,{"$f":"IF(BH77>0,BH77,\"\")","v":""}]
[null,null,null,{"$f":"IF(D99<0,D99,\"\")","v":-5.1818232184031805},null,null,null,null,null,{"$f":"IF(J99>0,J99,\"\")","v":""},null,null,null,{"$f":"IF(N99<0,N99,\"\")","v":""},null,null,null,null,null,{"$f":"IF(T99>0,T99,\"\")","v":0.62400684404864148},null,null,null,{"$f":"IF(X99<0,X99,\"\")","v":""},null,null,null,null,null,{"$f":"IF(AD99>0,AD99,\"\")","v":3.1003710679600647},null,null,null,{"$f":"IF(AH99<0,AH99,\"\")","v":-0.55776810318779535},null,null,null,null,null,{"$f":"IF(AN99>0,AN99,\"\")","v":""},null,null,null,{"$f":"IF(AR99<0,AR99,\"\")","v":""},null,null,null,null,null,{"$f":"IF(AX99>0,AX99,\"\")","v":0.72147217874855074},null,null,null,{"$f":"IF(BB99<0,BB99,\"\")","v":-0.91081499948224098},null,null,null,null,null,{"$f":"IF(BH99>0,BH99,\"\")","v":""}]
[]
[null,null,null,null,null,null,null,null,null,null,null,null,null,null,null,{"$f":"-(0.5*L20*L35^2+(-O31)-I32)/L35","v":-43.135103178508722},null,null,null,null,null,null,null,null,null,{"$f":"-(0.5*V20*V35^2+(-Y32)-S31)/V35","v":-31.397115114956897},null,null,null,null,null,null,null,null,null,{"$f":"-(0.5*AF20*AF35^2+(-AI31)-AC32)/AF35","v":-14.903158685451954},null,null,null,null,null,null,null,null,null,{"$f":"-(0.5*AP20*AP35^2+(-AS32)-AM31)/AP35","v":-17.841967974372285},null,null,null,null,null,null,null,null,null,{"$f":"-(0.5*AZ20*AZ35^2+(-BC31)-AW32)/AZ35","v":-9.6157982943998856}]
[null,null,null,null,null,{"$f":"IF(E22=0,\"\",-C20*E35)","v":-12}]
[null,null,null,null,null,null,null,null,null,{"$f":"((L20*L35-((0.5*L20*L35^2+(-O31)-I32)/L35))*L35)/((L20*L35-((0.5*L20*L35^2+(-O31)-I32)/L35))+((0.5*L20*L35^2+(-O31)-I32)/L35))","v":2.6243264547660852},null,"m",null,null,null,null,null,null,null,{"$f":"((V20*V35-((0.5*V20*V35^2+(-Y32)-S31)/V35))*V35)/((V20*V35-((0.5*V20*V35^2+(-Y32)-S31)/V35))+((0.5*V20*V35^2+(-Y32)-S31)/V35))","v":3.3602884885043101},null,"m",null,null,null,null,null,null,null,{"$f":"((AF20*AF35-((0.5*AF20*AF35^2+(-AI31)-AC32)/AF35))*AF35)/((AF20*AF35-((0.5*AF20*AF35^2+(-AI31)-AC32)/AF35))+((0.5*AF20*AF35^2+(-AI31)-AC32)/AF35))","v":2.0096841314548044},null,"m",null,null,null,null,null,null,null,{"$f":"((AP20*AP35-((0.5*AP20*AP35^2+(-AS32)-AM31)/AP35))*AP35)/((AP20*AP35-((0.5*AP20*AP35^2+(-AS32)-AM31)/AP35))+((0.5*AP20*AP35^2+(-AS32)-AM31)/AP35))","v":1.8158032025627715},null,"m",null,null,null,null,null,null,null,{"$f":"((AZ20*AZ35-((0.5*AZ20*AZ35^2+(-BC31)-AW32)/AZ35))*AZ35)/((AZ20*AZ35-((0.5*AZ20*AZ35^2+(-BC31)-AW32)/AZ35))+((0.5*AZ20*AZ35^2+(-BC31)-AW32)/AZ35))","v":1.8568403411200227},null,"m"]
[]
[]
[]
[]
[]
[]
[]
[null,null,null,{"$f":"IF(D13<0,(D13+D13/2)/$BJ$26,\"\")","v":-5.1818232184031805},null,null,null,null,null,{"$f":"IF(D13>0,(D13+D13/2)/$BJ$26,\"\")","v":""},null,null,null,{"$f":"IF(N14<0,(N14+N14/2)/$BJ$26,\"\")","v":""},null,null,null,null,null,{"$f":"IF(N14>0,(N14+N14/2)/$BJ$26,\"\")","v":0.62400684404864148},null,null,null,{"$f":"IF(X13<0,(X13+X13/2)/$BJ$26,\"\")","v":""},null,null,null,null,null,{"$f":"IF(X13>0,(X13+X13/2)/$BJ$26,\"\")","v":3.1003710679600647},null,null,null,{"$f":"IF(AH14<0,(AH14+AH14/2)/$BJ$26,\"\")","v":-0.55776810318779535},null,null,null,null,null,{"$f":"IF(AH14>0,(AH14+AH14/2)/$BJ$26,\"\")","v":""},null,null,null,{"$f":"IF(AR13<0,(AR13+AR13/2)/$BJ$26,\"\")","v":""},null,null,null,null,null,{"$f":"IF(AR13>0,(AR13+AR13/2)/$BJ$26,\"\")","v":0.72147217874855074},null,null,null,{"$f":"IF(BB14<0,(BB14+BB14/2)/$BJ$26,\"\")","v":-0.91081499948224098},null,null,null,null,null,{"$f":"IF(BB14>0,(BB14+BB14/2)/$BJ$26,\"\")","v":""}]
[]
[null,"kiriş faydalı yükseklik d (m)",null,null,null,null,null,{"$f":"O46-M3","v":0.66999999999999993},null,null,null,null,null,null,null,null,null,{"$f":"Y46-M3","v":0.66999999999999993},null,null,null,null,null,null,null,null,null,{"$f":"AI46-M3","v":0.66999999999999993},null,null,null,null,null,null,null,null,null,{"$f":"AS46-M3","v":0.66999999999999993},null,null,null,null,null,null,null,null,null,{"$f":"BC46-M3","v":0.66999999999999993}]
[]
[null,"kiriş kolon yüzünden d mesafede kesme kuvveti (KN)",null,null,null,null,null,{"$f":"(L20*L35-((0.5*L20*L35^2-O31-I32)/L35))-L20*(MIN(G4,G41)/2+H101)","v":25.564896821491281},null,null,null,null,null,null,{"$f":"((0.5*L20*L35^2-O31-I32)/L35)-L20*(MIN(Q4,Q41)/2+H101)","v":29.335103178508724},null,null,{"$f":"(V20*V35-((0.5*V20*V35^2-Y32-S31)/V35))-V20*(MIN(Q4,Q41)/2+R101)","v":24.402884885043104},null,null,null,null,null,null,{"$f":"((0.5*V20*V35^2-Y32-S31)/V35)-V20*(MIN(AA4,AA41)/2+R101)","v":22.197115114956897},null,null,{"$f":"(AF20*AF35-((0.5*AF20*AF35^2-AI31-AC32)/AF35))-AF20*(MIN(AA4,AA41)/2+AB101)","v":10.896841314548045},null,null,null,null,null,null,{"$f":"((0.5*AF20*AF35^2-AI31-AC32)/AF35)-AF20*(MIN(AK4,AK41)/2+AB101)","v":5.7031586854519549},null,null,{"$f":"(AP20*AP35-((0.5*AP20*AP35^2-AS32-AM31)/AP35))-AP20*(MIN(AK4,AK41)/2+AL101)","v":8.9580320256277162},null,null,null,null,null,null,{"$f":"((0.5*AP20*AP35^2-AS32-AM31)/AP35)-AP20*(MIN(AU4,AU41)/2+AL101)","v":8.6419679743722853},null,null,{"$f":"(AZ20*AZ35-((0.5*AZ20*AZ35^2-BC31-AW32)/AZ35))-AZ20*(MIN(AU4,AU41)/2+AV101)","v":4.6842017056001133},null,null,null,null,null,null,{"$f":"((0.5*AZ20*AZ35^2-BC31-AW32)/AZ35)-AZ20*(MIN(BE4,BE41)/2+AV101)","v":5.015798294399886}]
[]
[null,"kiriş kolon yüzünden 2*h mesafede kesme kuvveti (KN)",null,null,null,null,null,{"$f":"(L20*L35-((0.5*L20*L35^2-O31-I32)/L35))-L20*(MIN(G4,G41)/2+2*O46)","v":14.614896821491278},null,null,null,null,null,null,{"$f":"((0.5*L20*L35^2-O31-I32)/L35)-L20*(MIN(Q4,Q41)/2+2*O46)","v":18.385103178508722},null,null,{"$f":"(V20*V35-((0.5*V20*V35^2-Y32-S31)/V35))-V20*(MIN(Q4,Q41)/2+2*Y46)","v":17.102884885043103},null,null,null,null,null,null,{"$f":"((0.5*V20*V35^2-Y32-S31)/V35)-V20*(MIN(AA4,AA41)/2+2*Y46)","v":14.897115114956897},null,null,{"$f":"(AF20*AF35-((0.5*AF20*AF35^2-AI31-AC32)/AF35))-AF20*(MIN(AA4,AA41)/2+2*AI46)","v":3.596841314548044},null,null,null,null,null,null,{"$f":"((0.5*AF20*AF35^2-AI31-AC32)/AF35)-AF20*(MIN(AK4,AK41)/2+2*AI46)","v":-1.5968413145480458},null,null,{"$f":"(AP20*AP35-((0.5*AP20*AP35^2-AS32-AM31)/AP35))-AP20*(MIN(AK4,AK41)/2+2*AS46)","v":1.6580320256277155},null,null,null,null,null,null,{"$f":"((0.5*AP20*AP35^2-AS32-AM31)/AP35)-AP20*(MIN(AU4,AU41)/2+2*AS46)","v":1.3419679743722845},null,null,{"$f":"(AZ20*AZ35-((0.5*AZ20*AZ35^2-BC31-AW32)/AZ35))-AZ20*(MIN(AU4,AU41)/2+2*BC46)","v":1.0342017056001129},null,null,null,null,null,null,{"$f":"((0.5*AZ20*AZ35^2-BC31-AW32)/AZ35)-AZ20*(MIN(BE4,BE41)/2+2*BC46)","v":1.3657982943998856}]
[]
[null,"kiriş kolon yüzü kesme kuvveti (KN)",null,null,null,null,null,{"$f":"(L20*L35-((0.5*L20*L35^2-O31-I32)/L35))-L20*MIN(G4,G41)/2","v":35.614896821491278},null,null,null,null,null,null,{"$f":"((0.5*L20*L35^2-O31-I32)/L35)-L20*MIN(Q4,Q41)/2","v":39.385103178508722},null,null,{"$f":"(V20*V35-((0.5*V20*V35^2-Y32-S31)/V35))-V20*MIN(Q4,Q41)/2","v":31.102884885043103},null,null,null,null,null,null,{"$f":"((0.5*V20*V35^2-Y32-S31)/V35)-V20*MIN(AA4,AA41)/2","v":28.897115114956897},null,null,{"$f":"(AF20*AF35-((0.5*AF20*AF35^2-AI31-AC32)/AF35))-AF20*MIN(AA4,AA41)/2","v":17.596841314548044},null,null,null,null,null,null,{"$f":"((0.5*AF20*AF35^2-AI31-AC32)/AF35)-AF20*MIN(AK4,AK41)/2","v":12.403158685451954},null,null,{"$f":"(AP20*AP35-((0.5*AP20*AP35^2-AS32-AM31)/AP35))-AP20*MIN(AK4,AK41)/2","v":15.658032025627715},null,null,null,null,null,null,{"$f":"((0.5*AP20*AP35^2-AS32-AM31)/AP35)-AP20*MIN(AU4,AU41)/2","v":15.341967974372285},null,null,{"$f":"(AZ20*AZ35-((0.5*AZ20*AZ35^2-BC31-AW32)/AZ35))-AZ20*MIN(AU4,AU41)/2","v":8.0342017056001129},null,null,null,null,null,null,{"$f":"((0.5*AZ20*AZ35^2-BC31-AW32)/AZ35)-AZ20*MIN(BE4,BE41)/2","v":8.3657982943998856}]
[]
[null,"kiriş kolon yüzü moment (KNm)",null,null,null,null,null,{"$f":"+I32-(L20*L35-((0.5*L20*L35^2-O31-I32)/L35))*MIN(G4,G41)/3","v":23.86647916662886},null,null,null,null,null,null,{"$f":"-O31-((0.5*L20*L35^2-O31-I32)/L35)*MIN(Q4,Q41)/3","v":33.606178922257264},null,null,{"$f":"+S31-(V20*V35-((0.5*V20*V35^2-Y32-S31)/V35))*MIN(Q4,Q41)/3","v":32.397798661441406},null,null,null,null,null,null,{"$f":"-Y32-((0.5*V20*V35^2-Y32-S31)/V35)*MIN(AA4,AA41)/3","v":25.596675203675595},null,null,{"$f":"+AC32-(AF20*AF35-((0.5*AF20*AF35^2-AI31-AC32)/AF35))*MIN(AA4,AA41)/3","v":13.582776839466606},null,null,null,null,null,null,{"$f":"-AI31-((0.5*AF20*AF35^2-AI31-AC32)/AF35)*MIN(AK4,AK41)/3","v":5.3594460100644667},null,null,{"$f":"+AM31-(AP20*AP35-((0.5*AP20*AP35^2-AS32-AM31)/AP35))*MIN(AK4,AK41)/3","v":7.3171381790611676},null,null,null,null,null,null,{"$f":"-AS32-((0.5*AP20*AP35^2-AS32-AM31)/AP35)*MIN(AU4,AU41)/3","v":6.8009002286772908},null,null,{"$f":"+AW32-(AZ20*AZ35-((0.5*AZ20*AZ35^2-BC31-AW32)/AZ35))*MIN(AU4,AU41)/3","v":4.9932272090822192},null,null,null,null,null,null,{"$f":"-BC31-((0.5*AZ20*AZ35^2-BC31-AW32)/AZ35)*MIN(BE4,BE41)/3","v":5.5646786637805006}]

{"sheet":"6_aciklikli","index":5,"n_rows":109,"n_cols":85,"rows_kept":109,"cut":false,"hidden":false,"merged":[[104,64,105,66],[104,34,105,36],[104,37,105,39],[104,40,105,43],[104,44,105,46],[104,47,105,49],[104,50,105,53],[104,54,105,56],[104,57,105,59],[104,60,105,63],[104,1,105,6],[104,7,105,9],[104,10,105,13],[104,14,105,16],[104,17,105,19],[104,20,105,23],[104,24,105,26],[104,27,105,29],[104,30,105,33],[108,34,109,36],[108,37,109,39],[108,40,109,43],[108,44,109,46],[108,47,109,49],[108,50,109,53],[108,54,109,56],[100,57,101,66],[102,57,103,59],[102,60,103,63],[102,64,103,66],[106,57,107,59],[106,60,107,63],[106,64,107,66],[108,57,109,59],[108,60,109,63],[108,64,109,66],[102,34,103,36],[102,37,103,39],[102,40,103,43],[102,44,103,46],[102,47,103,49],[102,50,103,53],[102,54,103,56],[106,30,107,33],[108,1,109,6],[108,7,109,9],[108,10,109,13],[108,14,109,16],[108,17,109,19],[108,20,109,23],[108,24,109,26],[108,27,109,29],[108,30,109,33],[106,34,107,36],[106,37,107,39],[106,40,107,43],[106,44,107,46],[106,47,107,49],[106,50,107,53],[106,54,107,56],[102,1,103,6],[102,7,103,9],[102,10,103,13],[102,14,103,16],[102,17,103,19],[102,20,103,23],[102,24,103,26],[102,27,103,29],[102,30,103,33],[106,1,107,6],[106,7,107,9],[106,10,107,13],[106,14,107,16],[106,17,107,19],[106,20,107,23],[106,24,107,26],[106,27,107,29],[2,12,2,13],[100,1,101,6],[100,7,101,16],[100,17,101,26],[100,27,101,36],[100,37,101,46],[100,47,101,56],[89,5,89,6],[88,15,88,16],[88,25,88,26],[88,35,88,36],[88,45,88,46],[88,55,88,56],[85,23,85,24],[85,29,85,30],[85,33,85,34],[85,39,85,40],[85,43,85,44],[76,49,76,50],[76,53,76,54],[76,3,76,4],[61,38,61,39],[61,44,61,45],[61,48,61,49],[88,65,88,66],[98,3,98,4],[98,9,98,10],[98,13,98,14],[98,19,98,20],[98,23,98,24],[98,29,98,30],[98,33,98,34],[98,39,98,40],[98,43,98,44],[98,49,98,50],[98,53,98,54],[98,59,98,60],[98,63,98,64],[90,9,90,10],[90,19,90,20],[90,29,90,30],[90,39,90,40],[90,49,90,50],[90,59,90,60],[98,69,98,70],[85,49,85,50],[85,53,85,54],[85,59,85,60],[85,63,85,64],[85,69,85,70],[86,3,86,4],[86,9,86,10],[86,13,86,14],[86,19,86,20],[86,23,86,24],[86,29,86,30],[86,33,86,34],[86,39,86,40],[86,43,86,44],[86,49,86,50],[86,53,86,54],[86,59,86,60],[86,63,86,64],[86,69,86,70],[85,3,85,4],[85,9,85,10],[85,13,85,14],[85,19,85,20],[76,63,76,64],[76,69,76,70],[83,7,83,8],[83,17,83,18],[83,27,83,28],[83,37,83,38],[83,47,83,48],[83,57,83,58],[83,67,83,68],[76,9,76,10],[76,13,76,14],[76,19,76,20],[76,23,76,24],[76,29,76,30],[76,33,76,34],[76,39,76,40],[76,43,76,44],[76,59,76,60],[60,54,60,55],[61,54,61,55],[61,58,61,59],[60,64,60,65],[61,64,61,65],[61,68,61,69],[51,3,51,4],[51,13,51,14],[51,23,51,24],[51,33,51,34],[51,43,51,44],[51,53,51,54],[51,63,51,64],[61,4,61,5],[60,8,60,9],[60,18,60,19],[60,28,60,29],[57,15,57,16],[58,7,58,8],[56,27,56,28],[56,37,56,38],[56,47,56,48],[56,7,56,8],[56,25,56,26],[73,9,73,10],[73,19,73,20],[73,29,73,30],[73,39,73,40],[73,49,73,50],[73,59,73,60],[60,4,60,5],[60,14,60,15],[60,24,60,25],[60,34,60,35],[60,44,60,45],[61,8,61,9],[61,14,61,15],[61,18,61,19],[61,24,61,25],[61,28,61,29],[61,34,61,35],[64,41,64,42],[64,51,64,52],[73,3,73,4],[73,13,73,14],[73,23,73,24],[73,33,73,34],[64,31,64,32],[64,61,64,62],[51,69,51,70],[56,65,56,66],[58,67,58,68],[60,68,60,69],[73,63,73,64],[73,69,73,70],[60,58,60,59],[42,61,42,62],[44,57,44,58],[45,64,47,64],[49,61,49,62],[56,57,56,58],[1,1,1,73],[13,8,13,9],[13,3,13,4],[19,61,19,62],[20,61,20,62],[34,61,34,62],[37,66,38,67],[37,68,38,68],[40,66,40,67],[28,64,28,65],[28,68,28,69],[29,64,29,65],[29,66,30,66],[29,68,29,69],[31,64,31,65],[30,68,30,69],[24,64,24,65],[24,66,25,66],[24,68,24,69],[25,64,25,65],[25,68,25,69],[26,64,26,65],[26,66,28,66],[26,68,26,69],[16,63,16,64],[16,68,16,69],[17,63,17,64],[17,66,19,66],[17,68,17,69],[19,69,19,70],[27,64,27,65],[27,68,27,69],[20,65,20,66],[20,67,20,68],[21,64,21,65],[21,66,23,66],[21,68,21,69],[22,64,22,65],[22,68,22,69],[23,64,23,65],[23,68,23,69],[13,63,13,64],[13,68,13,69],[14,63,14,64],[14,68,14,69],[73,43,73,44],[73,53,73,54],[37,58,38,58],[34,67,34,68],[29,58,29,59],[27,48,27,49],[27,54,27,55],[27,58,27,59],[25,54,25,55],[25,58,25,59],[22,58,22,59],[21,58,21,59],[20,55,20,56],[20,57,20,58],[17,53,17,54],[17,56,19,56],[17,58,17,59],[15,63,15,64],[15,66,16,66],[15,68,15,69],[10,63,10,64],[10,66,11,66],[10,68,10,69],[11,63,11,64],[11,68,11,69],[64,11,64,12],[64,21,64,22],[55,17,55,18],[42,11,42,12],[42,21,42,22],[42,31,42,32],[42,41,42,42],[42,51,42,52],[40,56,40,57],[37,36,38,37],[37,38,38,38],[37,46,38,47],[37,48,38,48],[37,56,38,57],[60,38,60,39],[60,48,60,49],[12,63,12,64],[12,66,14,66],[12,68,12,69],[56,35,56,36],[56,45,56,46],[56,55,56,56],[51,9,51,10],[51,19,51,20],[51,29,51,30],[51,39,51,40],[51,49,51,50],[51,59,51,60],[45,14,47,14],[45,24,47,24],[45,34,47,34],[45,44,47,44],[45,54,47,54],[49,11,49,12],[49,21,49,22],[49,31,49,32],[49,41,49,42],[49,51,49,52],[44,7,44,8],[44,17,44,18],[44,27,44,28],[44,37,44,38],[44,47,44,48],[40,6,40,7],[40,16,40,17],[40,26,40,27],[40,36,40,37],[40,46,40,47],[37,6,38,7],[37,8,38,8],[37,16,38,17],[37,18,38,18],[37,26,38,27],[37,28,38,28],[30,58,30,59],[34,4,34,5],[34,11,34,12],[34,21,34,22],[34,31,34,32],[34,41,34,42],[34,51,34,52],[30,4,30,5],[31,8,31,9],[30,14,30,15],[30,18,30,19],[31,24,31,25],[31,28,31,29],[30,34,30,35],[30,38,30,39],[31,44,31,45],[29,46,30,46],[29,48,29,49],[29,54,29,55],[29,56,30,56],[31,48,31,49],[30,54,30,55],[29,18,29,19],[29,24,29,25],[29,26,30,26],[29,28,29,29],[29,34,29,35],[29,36,30,36],[28,48,28,49],[28,54,28,55],[28,58,28,59],[29,4,29,5],[29,6,30,6],[29,8,29,9],[29,14,29,15],[29,16,30,16],[28,4,28,5],[28,8,28,9],[28,14,28,15],[28,18,28,19],[28,24,28,25],[28,28,28,29],[28,34,28,35],[26,46,28,46],[26,48,26,49],[26,54,26,55],[26,56,28,56],[26,58,26,59],[27,4,27,5],[27,8,27,9],[29,38,29,39],[29,44,29,45],[27,14,27,15],[27,18,27,19],[27,24,27,25],[26,26,28,26],[26,28,26,29],[26,34,26,35],[26,36,28,36],[26,38,26,39],[26,44,26,45],[27,28,27,29],[27,34,27,35],[27,38,27,39],[27,44,27,45],[28,38,28,39],[28,44,28,45],[25,71,27,71],[26,4,26,5],[26,6,28,6],[26,8,26,9],[26,14,26,15],[26,16,28,16],[26,18,26,19],[26,24,26,25],[24,54,24,55],[24,56,25,56],[24,58,24,59],[25,4,25,5],[25,8,25,9],[25,14,25,15],[25,18,25,19],[25,24,25,25],[25,28,25,29],[25,34,25,35],[24,34,24,35],[24,36,25,36],[24,38,24,39],[24,44,24,45],[24,46,25,46],[24,48,24,49],[25,38,25,39],[25,44,25,45],[25,48,25,49],[23,58,23,59],[24,4,24,5],[24,6,25,6],[24,8,24,9],[24,14,24,15],[24,16,25,16],[24,18,24,19],[24,24,24,25],[24,26,25,26],[24,28,24,29],[23,4,23,5],[23,8,23,9],[23,14,23,15],[23,18,23,19],[23,24,23,25],[23,28,23,29],[23,34,23,35],[23,38,23,39],[23,44,23,45],[21,54,21,55],[21,56,23,56],[22,48,22,49],[22,54,22,55],[23,48,23,49],[23,54,23,55],[22,4,22,5],[22,8,22,9],[22,14,22,15],[22,18,22,19],[22,24,22,25],[22,28,22,29],[22,34,22,35],[22,38,22,39],[22,44,22,45],[21,36,23,36],[20,45,20,46],[20,47,20,48],[20,51,20,52],[20,37,20,38],[20,41,20,42],[21,38,21,39],[21,44,21,45],[21,46,23,46],[21,48,21,49],[17,38,17,39],[17,43,17,44],[17,46,19,46],[17,48,17,49],[21,4,21,5],[21,6,23,6],[21,8,21,9],[21,14,21,15],[21,16,23,16],[20,25,20,26],[20,27,20,28],[20,31,20,32],[20,35,20,36],[20,5,20,6],[20,7,20,8],[20,11,20,12],[20,15,20,16],[20,17,20,18],[20,21,20,22],[21,18,21,19],[21,24,21,25],[21,26,23,26],[21,28,21,29],[21,34,21,35],[15,18,15,19],[15,23,15,24],[15,26,16,26],[15,28,15,29],[15,33,15,34],[15,36,16,36],[16,58,16,59],[17,3,17,4],[17,6,19,6],[17,8,17,9],[17,13,17,14],[17,16,19,16],[17,18,17,19],[17,23,17,24],[17,26,19,26],[17,28,17,29],[19,2,19,3],[19,11,19,12],[19,21,19,22],[19,31,19,32],[19,41,19,42],[19,51,19,52],[17,33,17,34],[17,36,19,36],[14,71,16,71],[15,3,15,4],[15,6,16,6],[15,8,15,9],[15,13,15,14],[15,16,16,16],[15,58,15,59],[16,3,16,4],[16,8,16,9],[16,13,16,14],[16,18,16,19],[16,23,16,24],[16,28,16,29],[16,33,16,34],[16,38,16,39],[16,43,16,44],[15,38,15,39],[15,43,15,44],[15,46,16,46],[15,48,15,49],[15,53,15,54],[15,56,16,56],[16,48,16,49],[16,53,16,54],[13,48,13,49],[13,53,13,54],[13,58,13,59],[14,3,14,4],[14,8,14,9],[14,13,14,14],[14,18,14,19],[14,23,14,24],[14,28,14,29],[14,33,14,34],[14,43,14,44],[14,48,14,49],[14,53,14,54],[14,58,14,59],[12,48,12,49],[12,53,12,54],[12,56,14,56],[12,58,12,59],[12,3,12,4],[12,8,12,9],[13,13,13,14],[13,18,13,19],[13,23,13,24],[13,28,13,29],[12,23,12,24],[12,26,14,26],[12,28,12,29],[12,36,14,36],[12,43,12,44],[12,46,14,46],[13,33,13,34],[13,38,13,39],[13,43,13,44],[14,38,14,39],[12,6,14,6],[12,13,12,14],[12,16,14,16],[12,18,12,19],[11,38,11,39],[10,43,10,44],[10,46,11,46],[10,48,10,49],[10,53,10,54],[10,56,11,56],[10,58,10,59],[11,43,11,44],[11,48,11,49],[11,53,11,54],[11,58,11,59],[6,26,7,27],[6,28,7,28],[3,66,3,67],[6,66,7,67],[6,68,7,68],[10,3,10,4],[10,6,11,6],[10,8,10,9],[10,13,10,14],[10,16,11,16],[10,18,10,19],[11,3,11,4],[11,8,11,9],[11,13,11,14],[11,18,11,19],[10,23,10,24],[10,26,11,26],[10,28,10,29],[10,33,10,34],[10,36,11,36],[10,38,10,39],[11,23,11,24],[11,28,11,29],[11,33,11,34],[30,8,30,9],[30,24,30,25],[30,28,30,29],[30,44,30,45],[30,48,30,49],[30,64,30,65],[4,84,4,85],[5,84,5,85],[3,6,3,7],[3,16,3,17],[3,26,3,27],[3,36,3,37],[3,46,3,47],[3,56,3,57],[6,36,7,37],[6,38,7,38],[6,46,7,47],[6,48,7,48],[6,56,7,57],[6,58,7,58],[6,6,7,7],[6,8,7,8],[6,16,7,17],[6,18,7,18]]}
[]
[null,"ÇERÇEVE CROSS (6 AÇIKLIKLI) (atalet momentleri etkin rijitlik çarpanı ile çarpılmış)\n(inş.müh. Gürcan BERBEROĞLU tel: 0532 366 02 04   www.betoncelik.com )"]
[null,null,null,null,null,null,null,null,"pas payı  d ' =",null,null,null,0.03,null,"m",null,null,null,null,null,null,"dikkat sadece sarı hücrelere rakam giriniz."]
[null,null,null,null,null,null,0.5,null,"m",null,null,null,null,null,null,null,0.5,null,"m",null,null,null,null,null,null,null,0.5,null,"m",null,null,null,null,null,null,null,0.5,null,"m",null,null,null,null,null,null,null,0.5,null,"m",null,null,null,null,null,null,null,0.5,null,"m",null,null,null,null,null,null,null,0.5,null,"m"]
[null,null,null,null,null,null,null,null,null,null,null,null,null,null,null,null,null,null,null,null,null,null,null,null,null,null,null,null,null,null,null,null,null,null,null,null,null,null,null,null,null,null,null,null,null,null,null,null,null,null,null,null,null,null,null,null,null,null,null,null,null,null,null,null,null,null,null,null,null,null,null,null,null,null,null,null,"kiriş için etkin rijitlik çarpanı =",null,null,null,null,null,null,null,0.35]
[null,null,null,null,null,null,null,null,"m",null,null,null,null,null,null,null,null,null,"m",null,null,null,null,null,null,null,null,null,"m",null,null,null,null,null,null,null,null,null,"m",null,null,null,null,null,null,null,null,null,"m",null,null,null,null,null,null,null,null,null,"m",null,null,null,null,null,null,null,null,null,"m",null,null,null,null,null,null,null,"kolon için etkin rijitlik çarpanı =",null,null,null,null,null,null,null,0.7]
[null,null,null,null,null,null,null,null,0.6,null,null,null,null,null,null,null,null,null,0.6,null,null,null,null,null,null,null,null,null,0.6,null,null,null,null,null,null,null,null,null,0.6,null,null,null,null,null,null,null,null,null,0.6,null,null,null,null,null,null,null,null,null,0.6,null,null,null,null,null,null,null,null,null,0.6]
[]
[null,null,null,null,null,null,null,null,null,null,null,null,null,null,null,null,null,null,null,null,null,null,null,null,null,null,null,null,null,null,null,null,null,null,null,null,null,null,null,null,null,null,null,null,null,null,null,null,null,null,null,null,null,null,null,null,null,null,null,null,null,null,null,null,null,null,null,null,null,null,null,null,null,null,null,null,"Not: kolon ve kiriş atalet momentleri etkin rijitlik çarpanı ile çarpılmıştır."]
[]
[null,null,null,null,null,null,"dm4",null,null,null,null,null,null,null,null,null,"dm4",null,null,null,null,null,null,null,null,null,"dm4",null,null,null,null,null,null,null,null,null,"dm4",null,null,null,null,null,null,null,null,null,"dm4",null,null,null,null,null,null,null,null,null,"dm4",null,null,null,null,null,null,null,null,null,"dm4"]
[]
[null,null,null,{"$f":"SUM(D14:E18)","v":-12.090978639859802},null,null,{"$f":"(I7*G4^3/12*10000)*CG6","v":43.749999999999993},null,{"$f":"SUM(I14:J18)","v":-11.136427694607711},null,null,null,null,null,null,null,{"$f":"(S7*Q4^3/12*10000)*CG6","v":43.749999999999993},null,null,null,null,null,null,{"$f":"SUM(X14:Y18)","v":7.2290557110723297},null,null,{"$f":"(AC7*AA4^3/12*10000)*CG6","v":43.749999999999993},null,{"$f":"SUM(AC14:AD18)","v":6.6583407865139899},null,null,null,null,null,null,null,{"$f":"(AM7*AK4^3/12*10000)*CG6","v":43.749999999999993},null,null,null,null,null,null,{"$f":"SUM(AR14:AS18)","v":1.4118265977760669},null,null,{"$f":"(AW7*AU4^3/12*10000)*CG6","v":43.749999999999993},null,{"$f":"SUM(AW14:AX18)","v":1.3003666032147985},null,null,null,null,null,null,null,{"$f":"(BG7*BE4^3/12*10000)*CG6","v":43.749999999999993},null,null,null,null,null,null,{"$f":"SUM(BL14:BM18)","v":-1.8566751152029586},null,null,{"$f":"(BQ7*BO4^3/12*10000)*CG6","v":43.749999999999993},null,{"$f":"SUM(BQ14:BR18)","v":-1.7100955008448302}]
[null,null,null,{"$f":"-I30*G22","v":2.0398213948788308E-6},null,null,null,null,{"$f":"-I30*G18","v":1.878782863704186E-6},null,null,null,null,{"$f":"SUM(N15:O18)","v":1.4564732287524136},null,null,null,null,{"$f":"SUM(S15:T18)","v":1.341488500166697},null,null,null,null,{"$f":"-(Y30+AC30)*AA22","v":9.482030816982814E-6},null,null,null,null,{"$f":"-(Y30+AC30)*AA18","v":8.7334494366946994E-6},null,null,null,null,{"$f":"SUM(AH15:AI18)","v":-1.266530241289396},null,null,null,null,{"$f":"SUM(AM15:AN18)","v":-1.1665410117139174},null,null,null,null,{"$f":"-(AS30+AW30)*AU22","v":1.3981003956159778E-5},null,null,null,null,{"$f":"-(AS30+AW30)*AU18","v":1.2877240485936639E-5},null,null,null,null,{"$f":"SUM(BB15:BC18)","v":5.5175815258940754E-2},null,null,null,null,{"$f":"SUM(BG15:BH18)","v":5.0819829843761218E-2},null,null,null,null,{"$f":"-BM30*BO22","v":9.0982007075301297E-6},null,null,null,null,{"$f":"-BM30*BO18","v":8.3799217043040653E-6},null,null,"m"]
[null,null,null,{"$f":"-I28*G22","v":1.1890254755111298E-5},null,null,null,null,{"$f":"-I28*G18","v":1.0951550432339352E-5},null,null,null,null,{"$f":"-(O29+S29)*Q22","v":-1.6138010985695704E-5},null,null,null,null,{"$f":"-(O29+S29)*Q18","v":-1.4863957486824993E-5},null,null,null,null,{"$f":"-(Y28+AC28)*AA22","v":1.6911323547608289E-4},null,null,null,null,{"$f":"-(Y28+AC28)*AA18","v":1.5576219057007639E-4},null,null,null,null,{"$f":"-(AI29+AM29)*AK22","v":-5.6155781710560825E-5},null,null,null,null,{"$f":"-(AI29+AM29)*AK18","v":-5.1722430522884965E-5},null,null,null,null,{"$f":"-(AS28+AW28)*AU22","v":2.711724568197961E-4},null,null,null,null,{"$f":"-(AS28+AW28)*AU18","v":2.4976410496560167E-4},null,null,null,null,{"$f":"-(BC29+BG29)*BE22","v":-5.5160576750793161E-5},null,null,null,null,{"$f":"-(BC29+BG29)*BE18","v":-5.0805794375730545E-5},null,null,null,null,{"$f":"-BM28*BO22","v":1.7357627475905337E-4},null,null,null,null,{"$f":"-BM28*BO18","v":1.598728846464965E-4},null,null,3.8]
[null,null,null,{"$f":"-I26*G22","v":-1.6516564202949356E-3},null,null,"I =",null,{"$f":"-I26*G18","v":-1.5212624923769142E-3},null,null,null,null,{"$f":"-(O27+S27)*Q22","v":-9.4069540765898799E-5},null,null,"I =",null,{"$f":"-(O27+S27)*Q18","v":-8.6642998073854156E-5},null,null,null,null,{"$f":"-(Y26+AC26)*AA22","v":3.0196406384722422E-3},null,null,"I =",null,{"$f":"-(Y26+AC26)*AA18","v":2.7812479564875915E-3},null,null,null,null,{"$f":"-(AI27+AM27)*AK22","v":-1.1058746199337759E-3},null,null,"I =",null,{"$f":"-(AI27+AM27)*AK18","v":-1.0185687288863726E-3},null,null,null,null,{"$f":"-(AS26+AW26)*AU22","v":5.6597733960915397E-3},null,null,"I =",null,{"$f":"-(AS26+AW26)*AU18","v":5.2129491806106286E-3},null,null,null,null,{"$f":"-(BC27+BG27)*BE22","v":-1.0523583435611758E-3},null,null,"I =",null,{"$f":"-(BC27+BG27)*BE18","v":-9.6927742170108307E-4},null,null,null,null,{"$f":"-BM26*BO22","v":2.8251820926764792E-3},null,null,"I =",null,{"$f":"-BM26*BO18","v":2.6021414011493885E-3}]
[null,null,null,{"$f":"-I24*G22","v":-0.18245839651206006},null,null,null,null,{"$f":"-I24*G18","v":-0.16805378626110795},null,null,null,null,{"$f":"-(O25+S25)*Q22","v":1.3067050636017982E-2},null,null,null,null,{"$f":"-(O25+S25)*Q18","v":1.203544137527972E-2},null,null,null,null,{"$f":"-(Y24+AC24)*AA22","v":6.7322492054364663E-2},null,null,null,null,{"$f":"-(Y24+AC24)*AA18","v":6.2007558471125358E-2},null,null,null,null,{"$f":"-(AI25+AM25)*AK22","v":-2.7686748571483705E-2},null,null,null,null,{"$f":"-(AI25+AM25)*AK18","v":-2.5500952631629725E-2},null,null,null,null,{"$f":"-(AS24+AW24)*AU22","v":0.15021237745969382},null,null,null,null,{"$f":"-(AS24+AW24)*AU18","v":0.13835350555498116},null,null,null,null,{"$f":"-(BC25+BG25)*BE22","v":-1.7128515699710543E-2},null,null,null,null,{"$f":"-(BC25+BG25)*BE18","v":-1.577626446025971E-2},null,null,null,null,{"$f":"-BM24*BO22","v":-1.2108570719400172E-2},null,null,null,null,{"$f":"-BM24*BO18","v":-1.1152630925763315E-2}]
[null,null,null,{"$f":"-(E22+I22)*G22","v":-11.906882517003597},null,null,{"$f":"(4*G13/BT15)/((4*G13/BT15)+(4*L21/L35)+(4*G27/BT26))","v":0.35824795348917998},null,{"$f":"-(E22+I22)*G18","v":-10.966865476187522},null,null,null,null,{"$f":"-(O22+O23+S22+S23)*Q22","v":1.4435163856681472},null,null,{"$f":"(4*Q13/BT15)/((4*Q13/BT15)+(4*V21/V35)+(4*Q27/BT26)+(4*L21/L35))","v":0.29512019204688528},null,{"$f":"-(O22+O23+S22+S23)*Q18","v":1.3295545657469778},null,null,null,null,{"$f":"-(Y22+AC22)*AA22","v":7.1585349831132001},null,null,{"$f":"(4*AA13/BT15)/((4*AA13/BT15)+(4*AA27/BT26)+(4*V21/V35)+(4*AF21/AF35))","v":0.26373549937785479},null,{"$f":"-(Y22+AC22)*AA18","v":6.59338748444637},null,null,null,null,{"$f":"-(AI22+AM22+AI23+AM23)*AK22","v":-1.237681462316268},null,null,{"$f":"(4*AK13/BT15)/((4*AK13/BT15)+(4*AK27/BT26)+(4*AF21/AF35)+(4*AP21/AP35))","v":0.23404598892231857},null,{"$f":"-(AI22+AM22+AI23+AM23)*AK18","v":-1.1399697679228784},null,null,null,null,{"$f":"-(AS22+AW22)*AU22","v":1.2556692934595055},null,null,{"$f":"(4*AU13/BT15)/((4*AU13/BT15)+(4*AU27/BT26)+(4*AP21/AP35)+(4*AZ21/AZ35))","v":0.23863355145646431},null,{"$f":"-(AS22+AW22)*AU18","v":1.1565375071337551},null,null,null,null,{"$f":"-(BC22+BG22+BC23+BG23)*BE22","v":7.3411849878963265E-2},null,null,{"$f":"(4*BE13/BT15)/((4*BE13/BT15)+(4*BE27/BT26)+(4*AZ21/AZ35)+(4*BJ21/BJ35))","v":0.24159323709372285},null,{"$f":"-(BC22+BG22+BC23+BG23)*BE18","v":6.7616177520097742E-2},null,null,null,null,{"$f":"-(BM22+BQ22)*BO22","v":-1.8475744010517015},null,null,{"$f":"(4*BO13/BT15)/((4*BO13/BT15)+(4*BO27/BT26)+(4*BJ21/BJ35))","v":0.32129014710215553},null,{"$f":"-(BM22+BQ22)*BO18","v":-1.7017132641265671}]
[]
[null,"q =",10,null,"KN/m",null,null,null,null,null,"q =",15,null,"KN/m",null,null,null,null,null,null,"q =",10,null,"KN/m",null,null,null,null,null,null,"q =",10,null,"KN/m",null,null,null,null,null,null,"q =",10,null,"KN/m",null,null,null,null,null,null,"q =",5,null,"KN/m",null,null,null,null,null,null,"q =",5,null,"KN/m",null,null,null,null,"q =",10,null,"KN/m"]
[null,null,null,null,null,0,null,{"$f":"(4*L21/L35)/((4*G13/BT15)+(4*L21/L35)+(4*G27/BT26))","v":0.25279712557971029},null,null,"I =",{"$f":"((L43*H45^3/12+H45*L43*(((H45*L43*H45/2+L50*(O46-H45)*((O46-H45)/2+H45))/(L43*H45+(O46-H45)*L50))-H45/2)^2+L50*(O46-H45)^3/12+L50*(O46-H45)*(O46-((H45*L43*H45/2+L50*(O46-H45)*((O46-H45)/2+H45))/(L43*H45+(O46-H45)*L50))-(O46-H45)/2)^2)*10000)*CG5","v":44.683333333333316},null,"dm4",null,{"$f":"(4*L21/L35)/((4*Q13/BT15)+(4*V21/V35)+(4*Q27/BT26)+(4*L21/L35))","v":0.20825111636607843},null,{"$f":"(4*V21/V35)/((4*Q13/BT15)+(4*V21/V35)+(4*Q27/BT26)+(4*L21/L35))","v":0.17621248307898943},null,null,"I =",{"$f":"((V43*R45^3/12+R45*V43*(((R45*V43*R45/2+V50*(Y46-R45)*((Y46-R45)/2+R45))/(V43*R45+(Y46-R45)*V50))-R45/2)^2+V50*(Y46-R45)^3/12+V50*(Y46-R45)*(Y46-((R45*V43*R45/2+V50*(Y46-R45)*((Y46-R45)/2+R45))/(V43*R45+(Y46-R45)*V50))-(Y46-R45)/2)^2)*10000)*CG5","v":44.683333333333316},null,"dm4",null,{"$f":"(4*V21/V35)/((4*AA13/BT15)+(4*AA27/BT26)+(4*V21/V35)+(4*AF21/AF35))","v":0.15747308545416602},null,{"$f":"(4*AF21/AF35)/((4*AA13/BT15)+(4*AA27/BT26)+(4*V21/V35)+(4*AF21/AF35))","v":0.29245001584345121},null,null,"I =",{"$f":"((AF43*AB45^3/12+AB45*AF43*(((AB45*AF43*AB45/2+AF50*(AI46-AB45)*((AI46-AB45)/2+AB45))/(AF43*AB45+(AI46-AB45)*AF50))-AB45/2)^2+AF50*(AI46-AB45)^3/12+AF50*(AI46-AB45)*(AI46-((AB45*AF43*AB45/2+AF50*(AI46-AB45)*((AI46-AB45)/2+AB45))/(AF43*AB45+(AI46-AB45)*AF50))-(AI46-AB45)/2)^2)*10000)*CG5","v":44.683333333333316},null,"dm4",null,{"$f":"(4*AF21/AF35)/((4*AK13/BT15)+(4*AK27/BT26)+(4*AF21/AF35)+(4*AP21/AP35))","v":0.2595280245924132},null,{"$f":"(4*AP21/AP35)/((4*AK13/BT15)+(4*AK27/BT26)+(4*AF21/AF35)+(4*AP21/AP35))","v":0.25231891279817947},null,null,"I =",{"$f":"((AP43*AL45^3/12+AL45*AP43*(((AL45*AP43*AL45/2+AP50*(AS46-AL45)*((AS46-AL45)/2+AL45))/(AP43*AL45+(AS46-AL45)*AP50))-AL45/2)^2+AP50*(AS46-AL45)^3/12+AP50*(AS46-AL45)*(AS46-((AL45*AP43*AL45/2+AP50*(AS46-AL45)*((AS46-AL45)/2+AL45))/(AP43*AL45+(AS46-AL45)*AP50))-(AS46-AL45)/2)^2)*10000)*CG5","v":44.683333333333316},null,"dm4",null,{"$f":"(4*AP21/AP35)/((4*AU13/BT15)+(4*AU27/BT26)+(4*AP21/AP35)+(4*AZ21/AZ35))","v":0.25726464502943558},null,{"$f":"(4*AZ21/AZ35)/((4*AU13/BT15)+(4*AU27/BT26)+(4*AP21/AP35)+(4*AZ21/AZ35))","v":0.24501394764708154},null,null,"I =",{"$f":"((AZ43*AV45^3/12+AV45*AZ43*(((AV45*AZ43*AV45/2+AZ50*(BC46-AV45)*((BC46-AV45)/2+AV45))/(AZ43*AV45+(BC46-AV45)*AZ50))-AV45/2)^2+AZ50*(BC46-AV45)^3/12+AZ50*(BC46-AV45)*(BC46-((AV45*AZ43*AV45/2+AZ50*(BC46-AV45)*((BC46-AV45)/2+AV45))/(AZ43*AV45+(BC46-AV45)*AZ50))-(BC46-AV45)/2)^2)*10000)*CG5","v":44.683333333333316},null,"dm4",null,{"$f":"(4*AZ21/AZ35)/((4*BE13/BT15)+(4*BE27/BT26)+(4*AZ21/AZ35)+(4*BJ21/BJ35))","v":0.24805276703083184},null,{"$f":"(4*BJ21/BJ35)/((4*BE13/BT15)+(4*BE27/BT26)+(4*AZ21/AZ35)+(4*BJ21/BJ35))","v":0.24805276703083184},null,null,"I =",{"$f":"((BJ43*BF45^3/12+BF45*BJ43*(((BF45*BJ43*BF45/2+BJ50*(BM46-BF45)*((BM46-BF45)/2+BF45))/(BJ43*BF45+(BM46-BF45)*BJ50))-BF45/2)^2+BJ50*(BM46-BF45)^3/12+BJ50*(BM46-BF45)*(BM46-((BF45*BJ43*BF45/2+BJ50*(BM46-BF45)*((BM46-BF45)/2+BF45))/(BJ43*BF45+(BM46-BF45)*BJ50))-(BM46-BF45)/2)^2)*10000)*CG5","v":44.683333333333316},null,"dm4",null,{"$f":"(4*BJ21/BJ35)/((4*BO13/BT15)+(4*BO27/BT26)+(4*BJ21/BJ35))","v":0.32988055032978986},null,0]
[null,null,null,null,{"$f":"-C20*E35*E35/2","v":-7.1999999999999993},null,{"$f":"(4*G27/BT26)/((4*G13/BT15)+(4*L21/L35)+(4*G27/BT26))","v":0.38895492093110973},null,{"$f":"L20*L35^2/12","v":37.8125},null,null,null,null,null,{"$f":"-L20*L35^2/12","v":-37.8125},null,{"$f":"(4*Q27/BT26)/((4*Q13/BT15)+(4*V21/V35)+(4*Q27/BT26)+(4*L21/L35))","v":0.32041620850804686},null,{"$f":"V20*V35^2/12","v":35.208333333333336},null,null,null,null,null,{"$f":"-V20*V35^2/12","v":-35.208333333333336},null,{"$f":"(4*AA27/BT26)/((4*AA13/BT15)+(4*AA27/BT26)+(4*V21/V35)+(4*AF21/AF35))","v":0.28634139932452801},null,{"$f":"AF20*AF35^2/12","v":10.208333333333334},null,null,null,null,null,{"$f":"-AF20*AF35^2/12","v":-10.208333333333334},null,{"$f":"(4*AK27/BT26)/((4*AK13/BT15)+(4*AK27/BT26)+(4*AF21/AF35)+(4*AP21/AP35))","v":0.25410707368708874},null,{"$f":"AP20*AP35^2/12","v":10.800000000000002},null,null,null,null,null,{"$f":"-AP20*AP35^2/12","v":-10.800000000000002},null,{"$f":"(4*AU27/BT26)/((4*AU13/BT15)+(4*AU27/BT26)+(4*AP21/AP35)+(4*AZ21/AZ35))","v":0.25908785586701838},null,{"$f":"AZ20*AZ35^2/12","v":5.9534999999999991},null,null,null,null,null,{"$f":"-AZ20*AZ35^2/12","v":-5.9534999999999991},null,{"$f":"(4*BE27/BT26)/((4*BE13/BT15)+(4*BE27/BT26)+(4*AZ21/AZ35)+(4*BJ21/BJ35))","v":0.26230122884461338},null,{"$f":"BJ20*BJ35^2/12","v":5.9534999999999991},null,null,null,null,null,{"$f":"-BJ20*BJ35^2/12","v":-5.9534999999999991},null,{"$f":"(4*BO27/BT26)/((4*BO13/BT15)+(4*BO27/BT26)+(4*BJ21/BJ35))","v":0.34882930256805461},null,{"$f":"BR20*BP35*BP35/2","v":11.25}]
[null,null,null,null,null,null,null,null,{"$f":"-(E22+I22)*H21","v":-7.7387520068088813},null,null,null,null,null,{"$f":"+I23/2","v":-3.8693760034044407},null,null,null,{"$f":"+Y23/2","v":1.9684135681770754},null,null,null,null,null,{"$f":"-(Y22+AC22)*Z21","v":3.9368271363541507},null,null,null,{"$f":"-(Y22+AC22)*AB21","v":7.3112503960862805},null,null,null,null,null,{"$f":"+AC23/2","v":3.6556251980431402},null,null,null,{"$f":"+AS23/2","v":0.6234165510675802},null,null,null,null,null,{"$f":"-(AS22+AW22)*AT21","v":1.2468331021351604},null,null,null,{"$f":"-(AS22+AW22)*AV21","v":1.1874600972715814},null,null,null,null,null,{"$f":"+AW23/2","v":0.59373004863579071},null,null,null,{"$f":"+BM23/2","v":-0.87360616741086616},null,null,null,null,null,{"$f":"-(BM22+BQ22)*BN21","v":-1.7472123348217323}]
[null,null,null,null,null,null,null,null,{"$f":"+O24/2","v":0.46909908242136994},null,null,null,null,null,{"$f":"-(O22+O23+S22+S23)*P21","v":0.93819816484273988},null,null,null,{"$f":"-(O22+O23+S22+S23)*R21","v":0.79385998563616444},null,null,null,null,null,{"$f":"+S24/2","v":0.39692999281808222},null,null,null,{"$f":"+AI24/2","v":-0.63204266675617393},null,null,null,null,null,{"$f":"-(AI22+AM22+AI23+AM23)*AJ21","v":-1.2640853335123479},null,null,null,{"$f":"-(AI22+AI23+AM22+AM23)*AL21","v":-1.2289718520258937},null,null,null,null,null,{"$f":"+AM24/2","v":-0.61448592601294683},null,null,null,{"$f":"+BC24/2","v":3.4712022844003605E-2},null,null,null,null,null,{"$f":"-(BC22+BG22+BC23+BG23)*BD21","v":6.942404568800721E-2},null,null,null,{"$f":"-(BC22+BC23+BG22+BG23)*BF21","v":6.9424045688007294E-2},null,null,null,null,null,{"$f":"+BG24/2","v":3.4712022844003647E-2}]
[null,null,null,null,null,null,"dm4",null,{"$f":"-I24*H21","v":-0.11858689964820192},null,null,null,null,null,{"$f":"+I25/2","v":-5.9293449824100959E-2},null,"dm4",null,{"$f":"+Y25/2","v":1.8511959097205294E-2},null,null,null,null,null,{"$f":"-(Y24+AC24)*Z21","v":3.7023918194410588E-2},null,"dm4",null,{"$f":"-(Y24+AC24)*AB21","v":6.8758705218191093E-2},null,null,null,null,null,{"$f":"+AC25/2","v":3.4379352609095547E-2},null,"dm4",null,{"$f":"+AS25/2","v":7.4577663698044264E-2},null,null,null,null,null,{"$f":"-(AS24+AW24)*AT21","v":0.14915532739608853},null,"dm4",null,{"$f":"-(AS24+AW24)*AV21","v":0.14205269275817956},null,null,null,null,null,{"$f":"+AW25/2","v":7.1026346379089778E-2},null,"dm4",null,{"$f":"+BM25/2","v":-5.7254105994200798E-3},null,null,null,null,null,{"$f":"-BM24*BN21","v":-1.145082119884016E-2},null,"dm4",null,null,null,null,"m"]
[null,null,null,null,null,null,null,null,{"$f":"+O26/2","v":4.2463954854744489E-3},null,null,null,null,null,{"$f":"-(O25+S25)*P21","v":8.4927909709488977E-3},null,null,null,{"$f":"-(O25+S25)*R21","v":7.1862077446490664E-3},null,null,null,null,null,{"$f":"+S26/2","v":3.5931038723245332E-3},null,null,null,{"$f":"+AI26/2","v":-1.4138699603837672E-2},null,null,null,null,null,{"$f":"-(AI25+AM25)*AJ21","v":-2.8277399207675344E-2},null,null,null,{"$f":"-(AI25+AM25)*AL21","v":-2.7491915896351027E-2},null,null,null,null,null,{"$f":"+AM26/2","v":-1.3745957948175513E-2},null,null,null,{"$f":"+BC26/2","v":-8.0990389049248584E-3},null,null,null,null,null,{"$f":"-(BC25+BG25)*BD21","v":-1.6198077809849717E-2},null,null,null,{"$f":"-(BC25+BG25)*BF21","v":-1.6198077809849717E-2},null,null,null,null,null,{"$f":"+BG26/2","v":-8.0990389049248584E-3},null,null,null,null,null,null,3.5]
[null,null,null,null,null,null,{"$f":"(I38*G41^3/12*10000)*CG6","v":43.749999999999993},null,{"$f":"-I26*H21","v":-1.073476572802599E-3},null,null,null,null,null,{"$f":"+I27/2","v":-5.3673828640129952E-4},null,{"$f":"(S38*Q41^3/12*10000)*CG6","v":43.749999999999993},null,{"$f":"+Y27/2","v":8.3032374889682856E-4},null,null,null,null,null,{"$f":"-(Y26+AC26)*Z21","v":1.6606474977936571E-3},null,{"$f":"(AC38*AA41^3/12*10000)*CG6","v":43.749999999999993},null,{"$f":"-(Y26+AC26)*AB21","v":3.084059638759649E-3},null,null,null,null,null,{"$f":"+AC27/2","v":1.5420298193798245E-3},null,{"$f":"(AM38*AK41^3/12*10000)*CG6","v":43.749999999999993},null,{"$f":"+AS27/2","v":2.8099726805410024E-3},null,null,null,null,null,{"$f":"-(AS26+AW26)*AT21","v":5.6199453610820049E-3},null,{"$f":"(AW38*AU41^3/12*10000)*CG6","v":43.749999999999993},null,{"$f":"-(AS26+AW26)*AV21","v":5.352328915316196E-3},null,null,null,null,null,{"$f":"+AW27/2","v":2.676164457658098E-3},null,{"$f":"(BG38*BE41^3/12*10000)*CG6","v":43.749999999999993},null,{"$f":"+BM27/2","v":1.3358577055494955E-3},null,null,null,null,null,{"$f":"-BM26*BN21","v":2.6717154110989911E-3},null,{"$f":"(BQ38*BO41^3/12*10000)*CG6","v":43.749999999999993}]
[null,null,null,null,null,null,null,null,{"$f":"+O28/2","v":-3.0569750156772683E-5},null,null,null,null,null,{"$f":"-(O27+S27)*P21","v":-6.1139500313545366E-5},null,null,null,{"$f":"-(O27+S27)*R21","v":-5.1733423342230697E-5},null,null,null,null,null,{"$f":"+S28/2","v":-2.5866711671115349E-5},null,null,null,{"$f":"+AI28/2","v":-5.6473330591284799E-4},null,null,null,null,null,{"$f":"-(AI27+AM27)*AJ21","v":-1.129466611825696E-3},null,null,null,{"$f":"-(AI27+AM27)*AL21","v":-1.0980925392749823E-3},null,null,null,null,null,{"$f":"+AM28/2","v":-5.4904626963749113E-4},null,null,null,{"$f":"+BC28/2","v":-4.9759659948633362E-4},null,null,null,null,null,{"$f":"-(BC27+BG27)*BD21","v":-9.9519319897266724E-4},null,null,null,{"$f":"-(BC27+BG27)*BF21","v":-9.9519319897266724E-4},null,null,null,null,null,{"$f":"+BG28/2","v":-4.9759659948633362E-4}]
[null,null,null,null,null,null,null,null,{"$f":"-I28*H21","v":7.7279449693220327E-6},null,null,null,null,null,{"$f":"+I29/2","v":3.8639724846610164E-6},null,null,null,{"$f":"+Y29/2","v":4.6501803519115706E-5},null,null,null,null,null,{"$f":"-(Y28+AC28)*Z21","v":9.3003607038231412E-5},null,null,null,{"$f":"-(Y28+AC28)*AB21","v":1.7272098449957262E-4},null,null,null,null,null,{"$f":"+AC29/2","v":8.6360492249786309E-5},null,null,null,{"$f":"+AS29/2","v":1.3463210309886539E-4},null,null,null,null,null,{"$f":"-(AS28+AW28)*AT21","v":2.6926420619773078E-4},null,null,null,{"$f":"-(AS28+AW28)*AV21","v":2.5644210114069603E-4},null,null,null,null,null,{"$f":"+AW29/2","v":1.2822105057034802E-4},null,null,null,{"$f":"+BM29/2","v":8.2073720040391879E-5},null,null,null,null,null,{"$f":"-BM28*BN21","v":1.6414744008078376E-4}]
[null,null,null,null,null,null,"I =",null,{"$f":"+O30/2","v":-5.2443645397151731E-6},null,null,null,null,null,{"$f":"-(O29+S29)*P21","v":-1.0488729079430346E-5},null,"I =",null,{"$f":"-(O29+S29)*R21","v":-8.8750784518256774E-6},null,null,null,null,null,{"$f":"+S30/2","v":-4.4375392259128387E-6},null,"I =",null,{"$f":"+AI30/2","v":-2.867688586019305E-5},null,null,null,null,null,{"$f":"-(AI29+AM29)*AJ21","v":-5.7353771720386099E-5},null,"I =",null,{"$f":"-(AI29+AM29)*AL21","v":-5.5760611394819817E-5},null,null,null,null,null,{"$f":"+AM30/2","v":-2.7880305697409908E-5},null,"I =",null,{"$f":"+BC30/2","v":-2.6082099871054046E-5},null,null,null,null,null,{"$f":"-(BC29+BG29)*BD21","v":-5.2164199742108091E-5},null,"I =",null,{"$f":"-(BC29+BG29)*BF21","v":-5.2164199742108091E-5},null,null,null,null,null,{"$f":"+BG30/2","v":-2.6082099871054046E-5},null,"I ="]
[null,null,null,null,null,null,null,null,{"$f":"-I30*H21","v":1.3257602811321561E-6},null,null,null,null,null,{"$f":"SUM(O22:P30)","v":-40.795082999958161},null,null,null,{"$f":"SUM(S22:T30)","v":37.997121271039063},null,null,null,null,null,{"$f":"-(Y30+AC30)*Z21","v":5.2146306913499318E-6},null,null,null,{"$f":"-(Y30+AC30)*AB21","v":9.6843141410784464E-6},null,null,null,null,null,{"$f":"SUM(AI22:AJ30)","v":-7.8102499454730383},null,null,null,{"$f":"SUM(AM22:AN30)","v":10.243321198476355},null,null,null,null,null,{"$f":"-(AS30+AW30)*AT21","v":1.3882619113505317E-5},null,null,null,{"$f":"-(AS30+AW30)*AV21","v":1.3221542012862209E-5},null,null,null,null,null,{"$f":"SUM(BC22:BD30)","v":-5.2337606089974482},null,null,null,{"$f":"SUM(BG22:BH30)","v":5.1277649638947453},null,null,null,null,null,{"$f":"-BM30*BN21","v":8.6039774592198489E-6}]
[null,null,null,null,null,null,null,null,{"$f":"SUM(I22:J31)","v":30.427406334467509},null,null,null,null,null,null,null,null,null,null,null,null,null,null,null,{"$f":"SUM(Y22:Z31)","v":-30.832230620609739},null,null,null,{"$f":"SUM(AC22:AD31)","v":16.944834123023416},null,null,null,null,null,null,null,null,null,null,null,null,null,null,null,{"$f":"SUM(AS22:AT31)","v":-10.026917288818819},null,null,null,{"$f":"SUM(AW22:AX31)","v":7.314724087827952},null,null,null,null,null,null,null,null,null,null,null,null,null,null,null,{"$f":"SUM(BM22:BN31)","v":-7.6832293839522121}]
[]
[]
[null,null,null,null,1.2,null,"m",null,null,null,null,5.5,null,"m",null,null,null,null,null,null,null,6.5,null,"m",null,null,null,null,null,null,null,3.5,null,"m",null,null,null,null,null,null,null,3.6,null,"m",null,null,null,null,null,null,null,3.78,null,"m",null,null,null,null,null,null,null,3.78,null,"m",null,null,null,1.5,null,"m"]
[]
[null,null,null,null,null,null,null,null,"m",null,null,null,null,null,null,null,null,null,"m",null,null,null,null,null,null,null,null,null,"m",null,null,null,null,null,null,null,null,null,"m",null,null,null,null,null,null,null,null,null,"m",null,null,null,null,null,null,null,null,null,"m",null,null,null,null,null,null,null,null,null,"m"]
[null,null,null,null,null,null,null,null,0.6,null,null,null,null,null,null,null,null,null,0.6,null,null,null,null,null,null,null,null,null,0.6,null,null,null,null,null,null,null,null,null,0.6,null,null,null,null,null,null,null,null,null,0.6,null,null,null,null,null,null,null,null,null,0.6,null,null,null,null,null,null,null,null,null,0.6]
[]
[]
[null,null,null,null,null,null,0.5,null,"m",null,null,null,null,null,null,null,0.5,null,"m",null,null,null,null,null,null,null,0.5,null,"m",null,null,null,null,null,null,null,0.5,null,"m",null,null,null,null,null,null,null,0.5,null,"m",null,null,null,null,null,null,null,0.5,null,"m",null,null,null,null,null,null,null,0.5,null,"m"]
[]
[null,null,null,null,null,null,null,null,null,null,null,1.2,null,"m",null,null,null,null,null,null,null,1.2,null,"m",null,null,null,null,null,null,null,1.2,null,"m",null,null,null,null,null,null,null,1.2,null,"m",null,null,null,null,null,null,null,1.2,null,"m",null,null,null,null,null,null,null,1.2,null,"m"]
[]
[null,null,null,null,null,null,null,0.1,null,"m",null,null,null,null,"m",null,null,0.1,null,"m",null,null,null,null,"m",null,null,0.1,null,"m",null,null,null,null,"m",null,null,0.1,null,"m",null,null,null,null,"m",null,null,0.1,null,"m",null,null,null,null,"m",null,null,0.1,null,"m",null,null,null,null,"m"]
[null,null,null,null,null,null,null,null,null,null,null,null,null,null,0.7,null,null,null,null,null,null,null,null,null,0.7,null,null,null,null,null,null,null,null,null,0.7,null,null,null,null,null,null,null,null,null,0.7,null,null,null,null,null,null,null,null,null,0.7,null,null,null,null,null,null,null,null,null,0.7]
[]
[]
[]
[null,null,null,null,null,null,null,null,null,null,null,0.25,null,"m",null,null,null,null,null,null,null,0.25,null,"m",null,null,null,null,null,null,null,0.25,null,"m",null,null,null,null,null,null,null,0.25,null,"m",null,null,null,null,null,null,null,0.25,null,"m",null,null,null,null,null,null,null,0.25,null,"m"]
[]
[null,null,null,{"$f":"IF(I13<0,I13/2,\"\")","v":-5.5682138473038556},null,null,null,null,null,{"$f":"IF(I13>0,I13/2,\"\")","v":""},null,null,null,{"$f":"IF(S14<0,S14/2,\"\")","v":""},null,null,null,null,null,{"$f":"IF(S14>0,S14/2,\"\")","v":0.67074425008334848},null,null,null,{"$f":"IF(AC13<0,AC13/2,\"\")","v":""},null,null,null,null,null,{"$f":"IF(AC13>0,AC13/2,\"\")","v":3.3291703932569949},null,null,null,{"$f":"IF(AM14<0,AM14/2,\"\")","v":-0.58327050585695872},null,null,null,null,null,{"$f":"IF(AM14>0,AM14/2,\"\")","v":""},null,null,null,{"$f":"IF(AW13<0,AW13/2,\"\")","v":""},null,null,null,null,null,{"$f":"IF(AW13>0,AW13/2,\"\")","v":0.65018330160739923},null,null,null,{"$f":"IF(BG14<0,BG14/2,\"\")","v":""},null,null,null,null,null,{"$f":"IF(BG14>0,BG14/2,\"\")","v":2.5409914921880609E-2},null,null,null,{"$f":"IF(BQ13<0,BQ13/2,\"\")","v":-0.8550477504224151},null,null,null,null,null,{"$f":"IF(BQ13>0,BQ13/2,\"\")","v":""}]
[]
[]
[null,null,null,null,null,null,null,null,null,"moment diyagramı (KNm)"]
[null,null,null,null,null,null,null,null,null,null,null,null,null,null,null,null,null,{"$f":"-S31","v":-37.997121271039063}]
[null,null,null,null,null,null,null,{"$f":"-I32","v":-30.427406334467509},null,null,null,null,null,null,null,null,null,null,null,null,null,null,null,null,null,{"$f":"Y32","v":-30.832230620609739},null,{"$f":"-AC32","v":-16.944834123023416},null,null,null,null,null,null,null,{"$f":"AI31","v":-7.8102499454730383},null,{"$f":"-AM31","v":-10.243321198476355},null,null,null,null,null,null,null,{"$f":"AS32","v":-10.026917288818819},null,{"$f":"-AW32","v":-7.314724087827952},null,null,null,null,null,null,null,{"$f":"BC31","v":-5.2337606089974482},null,{"$f":"-BG31","v":-5.1277649638947453},null,null,null,null,null,null,null,{"$f":"BM32","v":-7.6832293839522121}]
[null,null,null,null,null,null,null,null,null,null,null,null,null,null,null,{"$f":"O31","v":-40.795082999958161}]
[null,null,null,null,null,null,null,{"$f":"IF(E22=0,\"\",+E22)","v":-7.1999999999999993},null,null,null,null,null,null,null,null,null,null,null,null,null,null,null,null,null,null,null,null,null,null,null,null,null,null,null,null,null,null,null,null,null,null,null,null,null,null,null,null,null,null,null,null,null,null,null,null,null,null,null,null,null,null,null,null,null,null,null,{"$f":"IF(BQ22=0,\"\",-BQ22)","v":-11.25}]
[]
[null,null,null,null,{"$f":"IF(I13>0,-I13,\"\")","v":""},null,null,null,{"$f":"IF(I13<0,-I13,\"\")","v":11.136427694607711},null,null,null,null,null,{"$f":"IF(S14>0,-S14,\"\")","v":-1.341488500166697},null,null,null,{"$f":"IF(S14<0,-S14,\"\")","v":""},null,null,null,null,null,{"$f":"IF(AC13>0,-AC13,\"\")","v":-6.6583407865139899},null,null,null,{"$f":"IF(AC13<0,-AC13,\"\")","v":""},null,null,null,null,null,{"$f":"IF(AM14>0,-AM14,\"\")","v":""},null,null,null,{"$f":"IF(AM14<0,-AM14,\"\")","v":1.1665410117139174},null,null,null,null,null,{"$f":"IF(AW13>0,-AW13,\"\")","v":-1.3003666032147985},null,null,null,{"$f":"IF(AW13<0,-AW13,\"\")","v":""},null,null,null,null,null,{"$f":"IF(BG14>0,-BG14,\"\")","v":-5.0819829843761218E-2},null,null,null,{"$f":"IF(BG14<0,-BG14,\"\")","v":""},null,null,null,null,null,{"$f":"IF(BQ13>0,-BQ13,\"\")","v":""},null,null,null,{"$f":"IF(BQ13<0,-BQ13,\"\")","v":1.7100955008448302}]
[null,null,null,null,{"$f":"IF(D13<0,D13,\"\")","v":-12.090978639859802},null,null,null,{"$f":"IF(D13>0,D13,\"\")","v":""},null,null,null,null,null,{"$f":"IF(N14<0,N14,\"\")","v":""},null,null,null,{"$f":"IF(N14>0,N14,\"\")","v":1.4564732287524136},null,null,null,null,null,{"$f":"IF(X13<0,X13,\"\")","v":""},null,null,null,{"$f":"IF(X13>0,X13,\"\")","v":7.2290557110723297},null,null,null,null,null,{"$f":"IF(AH14<0,AH14,\"\")","v":-1.266530241289396},null,null,null,{"$f":"IF(AH14>0,AH14,\"\")","v":""},null,null,null,null,null,{"$f":"IF(AR13<0,AR13,\"\")","v":""},null,null,null,{"$f":"IF(AR13>0,AR13,\"\")","v":1.4118265977760669},null,null,null,null,null,{"$f":"IF(BB14<0,BB14,\"\")","v":""},null,null,null,{"$f":"IF(BB14>0,BB14,\"\")","v":5.5175815258940754E-2},null,null,null,null,null,{"$f":"IF(BL13<0,BL13,\"\")","v":-1.8566751152029586},null,null,null,{"$f":"IF(BL13>0,BL13,\"\")","v":""}]
[]
[]
[null,null,null,null,null,null,null,null,null,null,null,{"$f":"(((I32-(-O31))/L35+L20*L35*0.5)^2/(2*L20))-I32","v":21.225950202693664},null,null,null,null,null,null,null,null,null,{"$f":"(((S31-(-Y32))/V35+V20*V35*0.5)^2/(2*V20))-S31","v":18.458576312202347},null,null,null,null,null,null,null,null,null,{"$f":"(((AC32-(-AI31))/AF35+AF20*AF35*0.5)^2/(2*AF20))-AC32","v":3.2755319579834179},null,null,null,null,null,null,null,null,null,{"$f":"(((AM31-(-AS32))/AP35+AP20*AP35*0.5)^2/(2*AP20))-AM31","v":6.0650614301645867},null,null,null,null,null,null,null,null,null,{"$f":"(((AW32-(-BC31))/AZ35+AZ20*AZ35*0.5)^2/(2*AZ20))-AW32","v":2.6863148168418141},null,null,null,null,null,null,null,null,null,{"$f":"(((BG31-(-BM32))/BJ35+BJ20*BJ35*0.5)^2/(2*BJ20))-BG31","v":2.5704570225028487}]
[]
[]
[]
[]
[]
[]
[]
[]
[null,null,null,{"$f":"IF(D13>0,-D13/2,\"\")","v":""},null,null,null,null,null,{"$f":"IF(D13<0,-D13/2,\"\")","v":6.0454893199299011},null,null,null,{"$f":"IF(N14>0,-N14/2,\"\")","v":-0.72823661437620679},null,null,null,null,null,{"$f":"IF(N14<0,-N14/2,\"\")","v":""},null,null,null,{"$f":"IF(X13>0,-X13/2,\"\")","v":-3.6145278555361648},null,null,null,null,null,{"$f":"IF(X13<0,-X13/2,\"\")","v":""},null,null,null,{"$f":"IF(AH14>0,-AH14/2,\"\")","v":""},null,null,null,null,null,{"$f":"IF(AH14<0,-AH14/2,\"\")","v":0.63326512064469798},null,null,null,{"$f":"IF(AR13>0,-AR13/2,\"\")","v":-0.70591329888803345},null,null,null,null,null,{"$f":"IF(AR13<0,-AR13/2,\"\")","v":""},null,null,null,{"$f":"IF(BB14>0,-BB14/2,\"\")","v":-2.7587907629470377E-2},null,null,null,null,null,{"$f":"IF(BB14<0,-BB14/2,\"\")","v":""},null,null,null,{"$f":"IF(BL13>0,-BL13/2,\"\")","v":""},null,null,null,null,null,{"$f":"IF(BL13<0,-BL13/2,\"\")","v":0.92833755760147929}]
[]
[]
[null,null,null,{"$f":"IF(I13<0,(I13+I13/2)/$BT$15,\"\")","v":-4.395958300503044},null,null,null,null,null,{"$f":"IF(I13>0,(I13+I13/2)/$BT$15,\"\")","v":""},null,null,null,{"$f":"IF(S14<0,(S14+S14/2)/$BT$15,\"\")","v":""},null,null,null,null,null,{"$f":"IF(S14>0,(S14+S14/2)/$BT$15,\"\")","v":0.5295349342763277},null,null,null,{"$f":"IF(AC13<0,(AC13+AC13/2)/$BT$15,\"\")","v":""},null,null,null,null,null,{"$f":"IF(AC13>0,(AC13+AC13/2)/$BT$15,\"\")","v":2.6282924157292067},null,null,null,{"$f":"IF(AM14<0,(AM14+AM14/2)/$BT$15,\"\")","v":-0.46047671515023059},null,null,null,null,null,{"$f":"IF(AM14>0,(AM14+AM14/2)/$BT$15,\"\")","v":""},null,null,null,{"$f":"IF(AW13<0,(AW13+AW13/2)/$BT$15,\"\")","v":""},null,null,null,null,null,{"$f":"IF(AW13>0,(AW13+AW13/2)/$BT$15,\"\")","v":0.51330260653215731},null,null,null,{"$f":"IF(BG14<0,(BG14+BG14/2)/$BT$15,\"\")","v":""},null,null,null,null,null,{"$f":"IF(BG14>0,(BG14+BG14/2)/$BT$15,\"\")","v":2.0060459148853113E-2},null,null,null,{"$f":"IF(BQ13<0,(BQ13+BQ13/2)/$BT$15,\"\")","v":-0.67503769770190669},null,null,null,null,null,{"$f":"IF(BQ13>0,(BQ13+BQ13/2)/$BT$15,\"\")","v":""}]
[]
[]
[null,null,null,null,null,null,null,null,null,"kesme kuvveti diyagramı (KN)"]
[]
[]
[]
[null,null,null,null,null,null,null,{"$f":"L20*L35+P89","v":39.364967879001703},null,null,null,null,null,null,null,null,null,{"$f":"V20*V35+Z89","v":33.602290869296816},null,null,null,null,null,null,null,null,null,{"$f":"AF20*AF35+AJ89","v":20.109881193585821},null,null,null,null,null,null,null,null,null,{"$f":"AP20*AP35+AT89","v":18.06011219712709},null,null,null,null,null,null,null,null,null,{"$f":"AZ20*AZ35+BD89","v":10.000519438844048},null,null,null,null,null,null,null,null,null,{"$f":"BJ20*BJ35+BN89","v":8.7739512116250093},null,null,null,null,null,null,null,null,null,{"$f":"IF(BQ22=0,\"\",BR20*BP35)","v":15}]
[]
[null,null,null,{"$f":"IF(D77<0,D77,\"\")","v":-4.395958300503044},null,null,null,null,null,{"$f":"IF(J77>0,J77,\"\")","v":""},null,null,null,{"$f":"IF(N77<0,N77,\"\")","v":""},null,null,null,null,null,{"$f":"IF(T77>0,T77,\"\")","v":0.5295349342763277},null,null,null,{"$f":"IF(X77<0,X77,\"\")","v":""},null,null,null,null,null,{"$f":"IF(AD77>0,AD77,\"\")","v":2.6282924157292067},null,null,null,{"$f":"IF(AH77<0,AH77,\"\")","v":-0.46047671515023059},null,null,null,null,null,{"$f":"IF(AN77>0,AN77,\"\")","v":""},null,null,null,{"$f":"IF(AR77<0,AR77,\"\")","v":""},null,null,null,null,null,{"$f":"IF(AX77>0,AX77,\"\")","v":0.51330260653215731},null,null,null,{"$f":"IF(BB77<0,BB77,\"\")","v":""},null,null,null,null,null,{"$f":"IF(BH77>0,BH77,\"\")","v":2.0060459148853113E-2},null,null,null,{"$f":"IF(BL77<0,BL77,\"\")","v":-0.67503769770190669},null,null,null,null,null,{"$f":"IF(BR77>0,BR77,\"\")","v":""}]
[null,null,null,{"$f":"IF(D99<0,D99,\"\")","v":-5.1818479885113442},null,null,null,null,null,{"$f":"IF(J99>0,J99,\"\")","v":""},null,null,null,{"$f":"IF(N99<0,N99,\"\")","v":""},null,null,null,null,null,{"$f":"IF(T99>0,T99,\"\")","v":0.624202812322463},null,null,null,{"$f":"IF(X99<0,X99,\"\")","v":""},null,null,null,null,null,{"$f":"IF(AD99>0,AD99,\"\")","v":3.0981667333167127},null,null,null,{"$f":"IF(AH99<0,AH99,\"\")","v":-0.54279867483831257},null,null,null,null,null,{"$f":"IF(AN99>0,AN99,\"\")","v":""},null,null,null,{"$f":"IF(AR99<0,AR99,\"\")","v":""},null,null,null,null,null,{"$f":"IF(AX99>0,AX99,\"\")","v":0.6050685419040287},null,null,null,{"$f":"IF(BB99<0,BB99,\"\")","v":""},null,null,null,null,null,{"$f":"IF(BH99>0,BH99,\"\")","v":2.3646777968117465E-2},null,null,null,{"$f":"IF(BL99<0,BL99,\"\")","v":-0.79571790651555374},null,null,null,null,null,{"$f":"IF(BR99>0,BR99,\"\")","v":""}]
[]
[null,null,null,null,null,null,null,null,null,null,null,null,null,null,null,{"$f":"-(0.5*L20*L35^2+(-O31)-I32)/L35","v":-43.135032120998297},null,null,null,null,null,null,null,null,null,{"$f":"-(0.5*V20*V35^2+(-Y32)-S31)/V35","v":-31.397709130703184},null,null,null,null,null,null,null,null,null,{"$f":"-(0.5*AF20*AF35^2+(-AI31)-AC32)/AF35","v":-14.890118806414177},null,null,null,null,null,null,null,null,null,{"$f":"-(0.5*AP20*AP35^2+(-AS32)-AM31)/AP35","v":-17.93988780287291},null,null,null,null,null,null,null,null,null,{"$f":"-(0.5*AZ20*AZ35^2+(-BC31)-AW32)/AZ35","v":-8.8994805611559507},null,null,null,null,null,null,null,null,null,{"$f":"-(0.5*BJ20*BJ35^2+(-BM32)-BG31)/BJ35","v":-10.126048788374989}]
[null,null,null,null,null,{"$f":"IF(E22=0,\"\",-C20*E35)","v":-12}]
[null,null,null,null,null,null,null,null,null,{"$f":"((L20*L35-((0.5*L20*L35^2+(-O31)-I32)/L35))*L35)/((L20*L35-((0.5*L20*L35^2+(-O31)-I32)/L35))+((0.5*L20*L35^2+(-O31)-I32)/L35))","v":2.6243311919334471},null,"m",null,null,null,null,null,null,null,{"$f":"((V20*V35-((0.5*V20*V35^2+(-Y32)-S31)/V35))*V35)/((V20*V35-((0.5*V20*V35^2+(-Y32)-S31)/V35))+((0.5*V20*V35^2+(-Y32)-S31)/V35))","v":3.3602290869296816},null,"m",null,null,null,null,null,null,null,{"$f":"((AF20*AF35-((0.5*AF20*AF35^2+(-AI31)-AC32)/AF35))*AF35)/((AF20*AF35-((0.5*AF20*AF35^2+(-AI31)-AC32)/AF35))+((0.5*AF20*AF35^2+(-AI31)-AC32)/AF35))","v":2.0109881193585823},null,"m",null,null,null,null,null,null,null,{"$f":"((AP20*AP35-((0.5*AP20*AP35^2+(-AS32)-AM31)/AP35))*AP35)/((AP20*AP35-((0.5*AP20*AP35^2+(-AS32)-AM31)/AP35))+((0.5*AP20*AP35^2+(-AS32)-AM31)/AP35))","v":1.8060112197127092},null,"m",null,null,null,null,null,null,null,{"$f":"((AZ20*AZ35-((0.5*AZ20*AZ35^2+(-BC31)-AW32)/AZ35))*AZ35)/((AZ20*AZ35-((0.5*AZ20*AZ35^2+(-BC31)-AW32)/AZ35))+((0.5*AZ20*AZ35^2+(-BC31)-AW32)/AZ35))","v":2.0001038877688098},null,"m",null,null,null,null,null,null,null,{"$f":"((BJ20*BJ35-((0.5*BJ20*BJ35^2+(-BM32)-BG31)/BJ35))*BJ35)/((BJ20*BJ35-((0.5*BJ20*BJ35^2+(-BM32)-BG31)/BJ35))+((0.5*BJ20*BJ35^2+(-BM32)-BG31)/BJ35))","v":1.7547902423250019},null,"m"]
[]
[]
[]
[]
[]
[]
[]
[null,null,null,{"$f":"IF(D13<0,(D13+D13/2)/$BT$26,\"\")","v":-5.1818479885113442},null,null,null,null,null,{"$f":"IF(D13>0,(D13+D13/2)/$BT$26,\"\")","v":""},null,null,null,{"$f":"IF(N14<0,(N14+N14/2)/$BT$26,\"\")","v":""},null,null,null,null,null,{"$f":"IF(N14>0,(N14+N14/2)/$BT$26,\"\")","v":0.624202812322463},null,null,null,{"$f":"IF(X13<0,(X13+X13/2)/$BT$26,\"\")","v":""},null,null,null,null,null,{"$f":"IF(X13>0,(X13+X13/2)/$BT$26,\"\")","v":3.0981667333167127},null,null,null,{"$f":"IF(AH14<0,(AH14+AH14/2)/$BT$26,\"\")","v":-0.54279867483831257},null,null,null,null,null,{"$f":"IF(AH14>0,(AH14+AH14/2)/$BT$26,\"\")","v":""},null,null,null,{"$f":"IF(AR13<0,(AR13+AR13/2)/$BT$26,\"\")","v":""},null,null,null,null,null,{"$f":"IF(AR13>0,(AR13+AR13/2)/$BT$26,\"\")","v":0.6050685419040287},null,null,null,{"$f":"IF(BB14<0,(BB14+BB14/2)/$BT$26,\"\")","v":""},null,null,null,null,null,{"$f":"IF(BB14>0,(BB14+BB14/2)/$BT$26,\"\")","v":2.3646777968117465E-2},null,null,null,{"$f":"IF(BL13<0,(BL13+BL13/2)/$BT$26,\"\")","v":-0.79571790651555374},null,null,null,null,null,{"$f":"IF(BL13>0,(BL13+BL13/2)/$BT$26,\"\")","v":""}]
[]
[null,"kiriş faydalı yükseklik d (m)",null,null,null,null,null,{"$f":"O46-M3","v":0.66999999999999993},null,null,null,null,null,null,null,null,null,{"$f":"Y46-M3","v":0.66999999999999993},null,null,null,null,null,null,null,null,null,{"$f":"AI46-M3","v":0.66999999999999993},null,null,null,null,null,null,null,null,null,{"$f":"AS46-M3","v":0.66999999999999993},null,null,null,null,null,null,null,null,null,{"$f":"BC46-M3","v":0.66999999999999993},null,null,null,null,null,null,null,null,null,{"$f":"BM46-M3","v":0.66999999999999993}]
[]
[null,"kiriş kolon yüzünden d mesafede kesme kuvveti (KN)",null,null,null,null,null,{"$f":"(L20*L35-((0.5*L20*L35^2-O31-I32)/L35))-L20*(MIN(G4,G41)/2+H101)","v":25.564967879001706},null,null,null,null,null,null,{"$f":"((0.5*L20*L35^2-O31-I32)/L35)-L20*(MIN(Q4,Q41)/2+H101)","v":29.335032120998299},null,null,{"$f":"(V20*V35-((0.5*V20*V35^2-Y32-S31)/V35))-V20*(MIN(Q4,Q41)/2+R101)","v":24.402290869296817},null,null,null,null,null,null,{"$f":"((0.5*V20*V35^2-Y32-S31)/V35)-V20*(MIN(AA4,AA41)/2+R101)","v":22.197709130703185},null,null,{"$f":"(AF20*AF35-((0.5*AF20*AF35^2-AI31-AC32)/AF35))-AF20*(MIN(AA4,AA41)/2+AB101)","v":10.909881193585822},null,null,null,null,null,null,{"$f":"((0.5*AF20*AF35^2-AI31-AC32)/AF35)-AF20*(MIN(AK4,AK41)/2+AB101)","v":5.6901188064141781},null,null,{"$f":"(AP20*AP35-((0.5*AP20*AP35^2-AS32-AM31)/AP35))-AP20*(MIN(AK4,AK41)/2+AL101)","v":8.8601121971270906},null,null,null,null,null,null,{"$f":"((0.5*AP20*AP35^2-AS32-AM31)/AP35)-AP20*(MIN(AU4,AU41)/2+AL101)","v":8.7398878028729108},null,null,{"$f":"(AZ20*AZ35-((0.5*AZ20*AZ35^2-BC31-AW32)/AZ35))-AZ20*(MIN(AU4,AU41)/2+AV101)","v":5.4005194388440483},null,null,null,null,null,null,{"$f":"((0.5*AZ20*AZ35^2-BC31-AW32)/AZ35)-AZ20*(MIN(BE4,BE41)/2+AV101)","v":4.299480561155951},null,null,{"$f":"(BJ20*BJ35-((0.5*BJ20*BJ35^2-BM32-BG31)/BJ35))-BJ20*(MIN(BE4,BE41)/2+BF101)","v":4.1739512116250097},null,null,null,null,null,null,{"$f":"((0.5*BJ20*BJ35^2-BM32-BG31)/BJ35)-BJ20*(MIN(BO4,BO41)/2+BF101)","v":5.5260487883749896}]
[]
[null,"kiriş kolon yüzünden 2*h mesafede kesme kuvveti (KN)",null,null,null,null,null,{"$f":"(L20*L35-((0.5*L20*L35^2-O31-I32)/L35))-L20*(MIN(G4,G41)/2+2*O46)","v":14.614967879001703},null,null,null,null,null,null,{"$f":"((0.5*L20*L35^2-O31-I32)/L35)-L20*(MIN(Q4,Q41)/2+2*O46)","v":18.385032120998297},null,null,{"$f":"(V20*V35-((0.5*V20*V35^2-Y32-S31)/V35))-V20*(MIN(Q4,Q41)/2+2*Y46)","v":17.102290869296816},null,null,null,null,null,null,{"$f":"((0.5*V20*V35^2-Y32-S31)/V35)-V20*(MIN(AA4,AA41)/2+2*Y46)","v":14.897709130703184},null,null,{"$f":"(AF20*AF35-((0.5*AF20*AF35^2-AI31-AC32)/AF35))-AF20*(MIN(AA4,AA41)/2+2*AI46)","v":3.6098811935858208},null,null,null,null,null,null,{"$f":"((0.5*AF20*AF35^2-AI31-AC32)/AF35)-AF20*(MIN(AK4,AK41)/2+2*AI46)","v":-1.6098811935858226},null,null,{"$f":"(AP20*AP35-((0.5*AP20*AP35^2-AS32-AM31)/AP35))-AP20*(MIN(AK4,AK41)/2+2*AS46)","v":1.5601121971270899},null,null,null,null,null,null,{"$f":"((0.5*AP20*AP35^2-AS32-AM31)/AP35)-AP20*(MIN(AU4,AU41)/2+2*AS46)","v":1.4398878028729101},null,null,{"$f":"(AZ20*AZ35-((0.5*AZ20*AZ35^2-BC31-AW32)/AZ35))-AZ20*(MIN(AU4,AU41)/2+2*BC46)","v":1.7505194388440479},null,null,null,null,null,null,{"$f":"((0.5*AZ20*AZ35^2-BC31-AW32)/AZ35)-AZ20*(MIN(BE4,BE41)/2+2*BC46)","v":0.64948056115595065},null,null,{"$f":"(BJ20*BJ35-((0.5*BJ20*BJ35^2-BM32-BG31)/BJ35))-BJ20*(MIN(BE4,BE41)/2+2*BM46)","v":0.52395121162500935},null,null,null,null,null,null,{"$f":"((0.5*BJ20*BJ35^2-BM32-BG31)/BJ35)-BJ20*(MIN(BO4,BO41)/2+2*BM46)","v":1.8760487883749892}]
[]
[null,"kiriş kolon yüzü kesme kuvveti (KN)",null,null,null,null,null,{"$f":"(L20*L35-((0.5*L20*L35^2-O31-I32)/L35))-L20*MIN(G4,G41)/2","v":35.614967879001703},null,null,null,null,null,null,{"$f":"((0.5*L20*L35^2-O31-I32)/L35)-L20*MIN(Q4,Q41)/2","v":39.385032120998297},null,null,{"$f":"(V20*V35-((0.5*V20*V35^2-Y32-S31)/V35))-V20*MIN(Q4,Q41)/2","v":31.102290869296816},null,null,null,null,null,null,{"$f":"((0.5*V20*V35^2-Y32-S31)/V35)-V20*MIN(AA4,AA41)/2","v":28.897709130703184},null,null,{"$f":"(AF20*AF35-((0.5*AF20*AF35^2-AI31-AC32)/AF35))-AF20*MIN(AA4,AA41)/2","v":17.609881193585821},null,null,null,null,null,null,{"$f":"((0.5*AF20*AF35^2-AI31-AC32)/AF35)-AF20*MIN(AK4,AK41)/2","v":12.390118806414177},null,null,{"$f":"(AP20*AP35-((0.5*AP20*AP35^2-AS32-AM31)/AP35))-AP20*MIN(AK4,AK41)/2","v":15.56011219712709},null,null,null,null,null,null,{"$f":"((0.5*AP20*AP35^2-AS32-AM31)/AP35)-AP20*MIN(AU4,AU41)/2","v":15.43988780287291},null,null,{"$f":"(AZ20*AZ35-((0.5*AZ20*AZ35^2-BC31-AW32)/AZ35))-AZ20*MIN(AU4,AU41)/2","v":8.7505194388440479},null,null,null,null,null,null,{"$f":"((0.5*AZ20*AZ35^2-BC31-AW32)/AZ35)-AZ20*MIN(BE4,BE41)/2","v":7.6494805611559507},null,null,{"$f":"(BJ20*BJ35-((0.5*BJ20*BJ35^2-BM32-BG31)/BJ35))-BJ20*MIN(BE4,BE41)/2","v":7.5239512116250093},null,null,null,null,null,null,{"$f":"((0.5*BJ20*BJ35^2-BM32-BG31)/BJ35)-BJ20*MIN(BO4,BO41)/2","v":8.8760487883749892}]
[]
[null,"kiriş kolon yüzü moment (KNm)",null,null,null,null,null,{"$f":"+I32-(L20*L35-((0.5*L20*L35^2-O31-I32)/L35))*MIN(G4,G41)/3","v":23.866578354633891},null,null,null,null,null,null,{"$f":"-O31-((0.5*L20*L35^2-O31-I32)/L35)*MIN(Q4,Q41)/3","v":33.60591097979178},null,null,{"$f":"+S31-(V20*V35-((0.5*V20*V35^2-Y32-S31)/V35))*MIN(Q4,Q41)/3","v":32.396739459489595},null,null,null,null,null,null,{"$f":"-Y32-((0.5*V20*V35^2-Y32-S31)/V35)*MIN(AA4,AA41)/3","v":25.599279098825875},null,null,{"$f":"+AC32-(AF20*AF35-((0.5*AF20*AF35^2-AI31-AC32)/AF35))*MIN(AA4,AA41)/3","v":13.593187257425779},null,null,null,null,null,null,{"$f":"-AI31-((0.5*AF20*AF35^2-AI31-AC32)/AF35)*MIN(AK4,AK41)/3","v":5.3285634777373421},null,null,{"$f":"+AM31-(AP20*AP35-((0.5*AP20*AP35^2-AS32-AM31)/AP35))*MIN(AK4,AK41)/3","v":7.2333024989551742},null,null,null,null,null,null,{"$f":"-AS32-((0.5*AP20*AP35^2-AS32-AM31)/AP35)*MIN(AU4,AU41)/3","v":7.0369359883399998},null,null,{"$f":"+AW32-(AZ20*AZ35-((0.5*AZ20*AZ35^2-BC31-AW32)/AZ35))*MIN(AU4,AU41)/3","v":5.647970848020611},null,null,null,null,null,null,{"$f":"-BC31-((0.5*AZ20*AZ35^2-BC31-AW32)/AZ35)*MIN(BE4,BE41)/3","v":3.7505138488047898},null,null,{"$f":"+BG31-(BJ20*BJ35-((0.5*BJ20*BJ35^2-BM32-BG31)/BJ35))*MIN(BE4,BE41)/3","v":3.6654397619572441},null,null,null,null,null,null,{"$f":"-BM32-((0.5*BJ20*BJ35^2-BM32-BG31)/BJ35)*MIN(BO4,BO41)/3","v":5.9955545858897139}]

{"sheet":"7_aciklikli","index":6,"n_rows":109,"n_cols":95,"rows_kept":109,"cut":false,"hidden":false,"merged":[[104,34,105,36],[104,37,105,39],[104,40,105,43],[104,44,105,46],[104,47,105,49],[104,50,105,53],[104,54,105,56],[104,57,105,59],[104,60,105,63],[104,1,105,6],[104,7,105,9],[104,10,105,13],[104,14,105,16],[104,17,105,19],[104,20,105,23],[104,24,105,26],[104,27,105,29],[104,30,105,33],[108,64,109,66],[100,67,101,76],[102,67,103,69],[102,70,103,73],[102,74,103,76],[106,67,107,69],[106,70,107,73],[106,74,107,76],[108,67,109,69],[108,70,109,73],[108,74,109,76],[102,64,103,66],[106,64,107,66],[104,64,105,66],[104,67,105,69],[104,70,105,73],[104,74,105,76],[108,34,109,36],[108,37,109,39],[108,40,109,43],[108,44,109,46],[108,47,109,49],[108,50,109,53],[108,54,109,56],[108,57,109,59],[108,60,109,63],[108,1,109,6],[108,7,109,9],[108,10,109,13],[108,14,109,16],[108,17,109,19],[108,20,109,23],[108,24,109,26],[108,27,109,29],[108,30,109,33],[106,1,107,6],[106,7,107,9],[106,10,107,13],[106,14,107,16],[106,17,107,19],[106,20,107,23],[106,24,107,26],[106,27,107,29],[106,30,107,33],[106,34,107,36],[106,37,107,39],[106,40,107,43],[106,44,107,46],[106,47,107,49],[106,50,107,53],[106,54,107,56],[106,57,107,59],[106,60,107,63],[102,34,103,36],[102,37,103,39],[102,40,103,43],[102,44,103,46],[102,47,103,49],[102,50,103,53],[102,54,103,56],[102,57,103,59],[102,60,103,63],[102,1,103,6],[102,7,103,9],[102,10,103,13],[102,14,103,16],[102,17,103,19],[102,20,103,23],[102,24,103,26],[102,27,103,29],[102,30,103,33],[90,59,90,60],[90,69,90,70],[2,12,2,13],[100,1,101,6],[100,7,101,16],[100,17,101,26],[100,27,101,36],[100,37,101,46],[100,47,101,56],[100,57,101,66],[83,67,83,68],[83,47,83,48],[83,27,83,28],[98,9,98,10],[76,19,76,20],[76,39,76,40],[76,59,76,60],[89,5,89,6],[98,23,98,24],[98,29,98,30],[76,29,76,30],[76,23,76,24],[90,29,90,30],[88,25,88,26],[83,77,83,78],[76,73,76,74],[98,33,98,34],[86,69,86,70],[88,55,88,56],[88,65,88,66],[98,53,98,54],[98,59,98,60],[98,63,98,64],[98,69,98,70],[76,33,76,34],[76,43,76,44],[76,49,76,50],[83,37,83,38],[85,33,85,34],[85,39,85,40],[85,43,85,44],[85,49,85,50],[86,33,86,34],[86,39,86,40],[86,43,86,44],[86,49,86,50],[90,39,90,40],[90,49,90,50],[76,79,76,80],[85,73,85,74],[85,79,85,80],[86,73,86,74],[88,75,88,76],[98,73,98,74],[98,79,98,80],[86,79,86,80],[88,35,88,36],[88,45,88,46],[98,39,98,40],[98,43,98,44],[98,49,98,50],[76,53,76,54],[76,63,76,64],[76,69,76,70],[83,57,83,58],[85,53,85,54],[85,59,85,60],[85,63,85,64],[85,69,85,70],[86,53,86,54],[86,59,86,60],[86,63,86,64],[86,29,86,30],[86,23,86,24],[85,19,85,20],[85,13,85,14],[85,23,85,24],[85,29,85,30],[85,9,85,10],[86,9,86,10],[98,3,98,4],[85,3,85,4],[86,3,86,4],[76,9,76,10],[76,3,76,4],[76,13,76,14],[86,13,86,14],[86,19,86,20],[98,19,98,20],[98,13,98,14],[83,17,83,18],[83,7,83,8],[88,15,88,16],[90,9,90,10],[90,19,90,20],[73,79,73,80],[60,4,60,5],[60,14,60,15],[60,24,60,25],[60,34,60,35],[60,44,60,45],[60,54,60,55],[61,8,61,9],[61,14,61,15],[61,18,61,19],[61,24,61,25],[61,28,61,29],[61,34,61,35],[61,38,61,39],[61,44,61,45],[61,48,61,49],[61,54,61,55],[61,58,61,59],[60,64,60,65],[61,64,61,65],[61,68,61,69],[60,74,60,75],[61,74,61,75],[61,78,61,79],[51,3,51,4],[51,13,51,14],[51,23,51,24],[51,33,51,34],[51,43,51,44],[51,53,51,54],[51,63,51,64],[51,73,51,74],[73,9,73,10],[73,19,73,20],[73,29,73,30],[73,39,73,40],[73,49,73,50],[73,59,73,60],[73,69,73,70],[64,61,64,62],[64,71,64,72],[73,73,73,74],[60,68,60,69],[73,63,73,64],[73,3,73,4],[73,13,73,14],[73,23,73,24],[73,33,73,34],[13,8,13,9],[64,31,64,32],[64,41,64,42],[64,51,64,52],[51,79,51,80],[56,75,56,76],[58,77,58,78],[60,78,60,79],[19,71,19,72],[20,71,20,72],[34,71,34,72],[37,76,38,77],[37,78,38,78],[40,76,40,77],[28,74,28,75],[28,78,28,79],[29,74,29,75],[29,76,30,76],[29,78,29,79],[30,74,30,75],[51,69,51,70],[56,65,56,66],[56,67,56,68],[42,71,42,72],[44,67,44,68],[45,74,47,74],[49,71,49,72],[30,78,30,79],[24,74,24,75],[24,76,25,76],[24,78,24,79],[25,74,25,75],[25,78,25,79],[26,74,26,75],[26,76,28,76],[26,78,26,79],[27,74,27,75],[27,78,27,79],[16,73,16,74],[16,78,16,79],[17,73,17,74],[17,76,19,76],[17,78,17,79],[19,79,19,80],[20,75,20,76],[20,77,20,78],[21,74,21,75],[21,76,23,76],[21,78,21,79],[22,74,22,75],[22,78,22,79],[23,74,23,75],[23,78,23,79],[13,73,13,74],[13,78,13,79],[14,73,14,74],[14,78,14,79],[73,43,73,44],[73,53,73,54],[31,44,31,45],[31,48,31,49],[30,54,30,55],[30,58,30,59],[28,44,28,45],[28,48,28,49],[28,54,28,55],[28,58,28,59],[28,64,28,65],[28,68,28,69],[27,64,27,65],[27,68,27,69],[26,66,28,66],[26,68,26,69],[27,54,27,55],[15,73,15,74],[15,76,16,76],[15,78,15,79],[10,73,10,74],[10,76,11,76],[10,78,10,79],[11,73,11,74],[11,78,11,79],[64,11,64,12],[64,21,64,22],[55,17,55,18],[49,61,49,62],[45,14,47,14],[45,24,47,24],[45,34,47,34],[45,44,47,44],[45,54,47,54],[45,64,47,64],[42,61,42,62],[37,66,38,67],[37,68,38,68],[31,64,31,65],[31,68,31,69],[12,73,12,74],[12,76,14,76],[12,78,12,79],[56,27,56,28],[61,4,61,5],[60,8,60,9],[60,18,60,19],[60,28,60,29],[60,38,60,39],[60,48,60,49],[60,58,60,59],[57,15,57,16],[58,7,58,8],[56,37,56,38],[56,47,56,48],[56,57,56,58],[56,7,56,8],[56,25,56,26],[56,35,56,36],[56,45,56,46],[56,55,56,56],[51,9,51,10],[51,19,51,20],[51,29,51,30],[51,39,51,40],[51,49,51,50],[51,59,51,60],[49,11,49,12],[49,21,49,22],[49,31,49,32],[49,41,49,42],[49,51,49,52],[44,7,44,8],[44,17,44,18],[44,27,44,28],[44,37,44,38],[44,47,44,48],[44,57,44,58],[42,11,42,12],[42,21,42,22],[42,31,42,32],[42,41,42,42],[42,51,42,52],[40,6,40,7],[40,16,40,17],[40,26,40,27],[40,36,40,37],[40,46,40,47],[40,56,40,57],[40,66,40,67],[37,36,38,37],[37,38,38,38],[37,46,38,47],[37,48,38,48],[37,56,38,57],[37,58,38,58],[37,6,38,7],[37,8,38,8],[37,16,38,17],[37,18,38,18],[37,26,38,27],[37,28,38,28],[34,4,34,5],[34,11,34,12],[34,21,34,22],[34,31,34,32],[34,41,34,42],[34,51,34,52],[34,61,34,62],[34,77,34,78],[29,64,29,65],[29,66,30,66],[29,68,29,69],[30,4,30,5],[31,8,31,9],[30,14,30,15],[30,18,30,19],[31,24,31,25],[31,28,31,29],[30,34,30,35],[29,44,29,45],[29,46,30,46],[29,48,29,49],[29,54,29,55],[29,56,30,56],[29,58,29,59],[29,24,29,25],[29,26,30,26],[29,28,29,29],[29,34,29,35],[29,36,30,36],[29,38,29,39],[30,38,30,39],[29,4,29,5],[29,6,30,6],[29,8,29,9],[29,14,29,15],[29,16,30,16],[29,18,29,19],[30,8,30,9],[30,24,30,25],[30,28,30,29],[28,14,28,15],[28,18,28,19],[28,24,28,25],[28,28,28,29],[28,34,28,35],[28,38,28,39],[26,64,26,65],[27,4,27,5],[27,8,27,9],[27,14,27,15],[27,18,27,19],[27,24,27,25],[27,28,27,29],[27,34,27,35],[26,44,26,45],[26,46,28,46],[26,48,26,49],[26,54,26,55],[26,56,28,56],[26,58,26,59],[27,44,27,45],[27,48,27,49],[24,18,24,19],[24,24,24,25],[24,26,25,26],[24,28,24,29],[25,64,25,65],[25,68,25,69],[25,81,27,81],[26,4,26,5],[26,6,28,6],[26,8,26,9],[26,14,26,15],[26,16,28,16],[26,18,26,19],[27,58,27,59],[26,24,26,25],[26,26,28,26],[26,28,26,29],[26,34,26,35],[26,36,28,36],[26,38,26,39],[27,38,27,39],[25,58,25,59],[28,4,28,5],[28,8,28,9],[24,44,24,45],[24,46,25,46],[24,48,24,49],[24,54,24,55],[24,56,25,56],[25,38,25,39],[25,44,25,45],[25,48,25,49],[25,54,25,55],[24,34,24,35],[24,36,25,36],[25,34,25,35],[23,48,23,49],[23,54,23,55],[23,58,23,59],[23,64,23,65],[23,68,23,69],[24,4,24,5],[24,6,25,6],[24,8,24,9],[24,14,24,15],[24,16,25,16],[24,58,24,59],[24,64,24,65],[24,66,25,66],[24,68,24,69],[25,4,25,5],[25,8,25,9],[25,14,25,15],[25,18,25,19],[25,24,25,25],[25,28,25,29],[24,38,24,39],[22,68,22,69],[23,4,23,5],[23,8,23,9],[23,14,23,15],[23,18,23,19],[23,24,23,25],[23,28,23,29],[23,34,23,35],[23,38,23,39],[23,44,23,45],[21,68,21,69],[22,4,22,5],[22,8,22,9],[22,14,22,15],[22,18,22,19],[22,24,22,25],[22,28,22,29],[22,34,22,35],[22,38,22,39],[22,44,22,45],[21,48,21,49],[21,54,21,55],[21,56,23,56],[21,58,21,59],[21,64,21,65],[21,66,23,66],[22,48,22,49],[22,54,22,55],[22,58,22,59],[22,64,22,65],[21,28,21,29],[21,34,21,35],[21,36,23,36],[21,38,21,39],[21,44,21,45],[21,46,23,46],[20,65,20,66],[20,67,20,68],[21,4,21,5],[21,6,23,6],[21,8,21,9],[21,14,21,15],[21,16,23,16],[21,18,21,19],[21,24,21,25],[21,26,23,26],[20,45,20,46],[20,47,20,48],[20,51,20,52],[20,55,20,56],[20,57,20,58],[20,61,20,62],[20,25,20,26],[20,27,20,28],[20,31,20,32],[20,35,20,36],[20,37,20,38],[20,41,20,42],[17,68,17,69],[19,2,19,3],[19,11,19,12],[19,21,19,22],[19,31,19,32],[19,41,19,42],[19,51,19,52],[19,61,19,62],[17,48,17,49],[17,53,17,54],[17,56,19,56],[17,58,17,59],[17,63,17,64],[17,66,19,66],[17,28,17,29],[17,33,17,34],[17,36,19,36],[17,38,17,39],[16,48,16,49],[16,53,16,54],[16,58,16,59],[20,5,20,6],[20,7,20,8],[20,11,20,12],[20,15,20,16],[20,17,20,18],[20,21,20,22],[15,23,15,24],[15,26,16,26],[15,28,15,29],[15,33,15,34],[17,43,17,44],[17,46,19,46],[16,63,16,64],[16,68,16,69],[17,3,17,4],[17,6,19,6],[17,8,17,9],[17,13,17,14],[17,16,19,16],[17,18,17,19],[17,23,17,24],[17,26,19,26],[15,36,16,36],[15,38,15,39],[16,38,16,39],[15,46,16,46],[15,48,15,49],[15,53,15,54],[15,56,16,56],[15,58,15,59],[14,81,16,81],[15,3,15,4],[15,6,16,6],[15,8,15,9],[15,13,15,14],[15,16,16,16],[15,18,15,19],[15,63,15,64],[15,66,16,66],[15,68,15,69],[16,3,16,4],[16,8,16,9],[16,13,16,14],[16,18,16,19],[16,23,16,24],[16,28,16,29],[16,33,16,34],[15,43,15,44],[14,13,14,14],[14,18,14,19],[14,23,14,24],[14,28,14,29],[14,33,14,34],[16,43,16,44],[10,68,10,69],[10,48,10,49],[14,68,14,69],[10,46,11,46],[12,58,12,59],[12,63,12,64],[12,66,14,66],[12,68,12,69],[12,48,12,49],[12,53,12,54],[12,56,14,56],[14,48,14,49],[14,53,14,54],[13,63,13,64],[13,68,13,69],[10,53,10,54],[10,56,11,56],[10,58,10,59],[13,48,13,49],[13,53,13,54],[13,58,13,59],[14,58,14,59],[14,63,14,64],[12,3,12,4],[12,8,12,9],[13,13,13,14],[13,18,13,19],[13,23,13,24],[13,28,13,29],[12,36,14,36],[12,43,12,44],[12,46,14,46],[14,43,14,44],[14,3,14,4],[14,8,14,9],[12,6,14,6],[12,13,12,14],[12,16,14,16],[12,18,12,19],[12,23,12,24],[12,26,14,26],[12,28,12,29],[14,38,14,39],[13,33,13,34],[13,38,13,39],[13,43,13,44],[13,3,13,4],[10,3,10,4],[10,6,11,6],[10,8,10,9],[10,13,10,14],[10,16,11,16],[10,18,10,19],[10,23,10,24],[10,26,11,26],[11,38,11,39],[10,36,11,36],[10,38,10,39],[11,3,11,4],[11,8,11,9],[11,13,11,14],[11,18,11,19],[11,23,11,24],[11,28,11,29],[11,33,11,34],[1,1,1,83],[6,66,7,67],[6,68,7,68],[6,38,7,38],[6,46,7,47],[6,48,7,48],[6,56,7,57],[6,58,7,58],[3,76,3,77],[6,76,7,77],[6,78,7,78],[6,36,7,37],[6,6,7,7],[6,8,7,8],[6,16,7,17],[6,18,7,18],[6,26,7,27],[6,28,7,28],[30,44,30,45],[30,48,30,49],[30,64,30,65],[30,68,30,69],[4,94,4,95],[5,94,5,95],[3,6,3,7],[3,16,3,17],[3,26,3,27],[3,36,3,37],[3,46,3,47],[3,56,3,57],[3,66,3,67],[10,28,10,29],[10,33,10,34],[10,63,10,64],[10,66,11,66],[11,48,11,49],[11,53,11,54],[11,58,11,59],[11,63,11,64],[11,43,11,44],[10,43,10,44],[11,68,11,69]]}
[]
[null,"ÇERÇEVE CROSS (7 AÇIKLIKLI) (atalet momentleri etkin rijitlik çarpanı ile çarpılmış)\n(inş.müh. Gürcan BERBEROĞLU tel: 0532 366 02 04   www.betoncelik.com )"]
[null,null,null,null,null,null,null,null,"pas payı  d ' =",null,null,null,0.03,null,"m",null,null,null,null,null,null,"dikkat sadece sarı hücrelere rakam giriniz."]
[null,null,null,null,null,null,0.5,null,"m",null,null,null,null,null,null,null,0.5,null,"m",null,null,null,null,null,null,null,0.5,null,"m",null,null,null,null,null,null,null,0.5,null,"m",null,null,null,null,null,null,null,0.5,null,"m",null,null,null,null,null,null,null,0.5,null,"m",null,null,null,null,null,null,null,0.5,null,"m",null,null,null,null,null,null,null,0.5,null,"m"]
[null,null,null,null,null,null,null,null,null,null,null,null,null,null,null,null,null,null,null,null,null,null,null,null,null,null,null,null,null,null,null,null,null,null,null,null,null,null,null,null,null,null,null,null,null,null,null,null,null,null,null,null,null,null,null,null,null,null,null,null,null,null,null,null,null,null,null,null,null,null,null,null,null,null,null,null,null,null,null,null,null,null,null,null,null,null,"kiriş için etkin rijitlik çarpanı =",null,null,null,null,null,null,null,0.35]
[null,null,null,null,null,null,null,null,"m",null,null,null,null,null,null,null,null,null,"m",null,null,null,null,null,null,null,null,null,"m",null,null,null,null,null,null,null,null,null,"m",null,null,null,null,null,null,null,null,null,"m",null,null,null,null,null,null,null,null,null,"m",null,null,null,null,null,null,null,null,null,"m",null,null,null,null,null,null,null,null,null,"m",null,null,null,null,null,null,null,"kolon için etkin rijitlik çarpanı =",null,null,null,null,null,null,null,0.7]
[null,null,null,null,null,null,null,null,0.6,null,null,null,null,null,null,null,null,null,0.6,null,null,null,null,null,null,null,null,null,0.6,null,null,null,null,null,null,null,null,null,0.6,null,null,null,null,null,null,null,null,null,0.6,null,null,null,null,null,null,null,null,null,0.6,null,null,null,null,null,null,null,null,null,0.6,null,null,null,null,null,null,null,null,null,0.6]
[]
[null,null,null,null,null,null,null,null,null,null,null,null,null,null,null,null,null,null,null,null,null,null,null,null,null,null,null,null,null,null,null,null,null,null,null,null,null,null,null,null,null,null,null,null,null,null,null,null,null,null,null,null,null,null,null,null,null,null,null,null,null,null,null,null,null,null,null,null,null,null,null,null,null,null,null,null,null,null,null,null,null,null,null,null,null,null,"Not: kolon ve kiriş atalet momentleri etkin rijitlik çarpanı ile çarpılmıştır."]
[]
[null,null,null,null,null,null,"dm4",null,null,null,null,null,null,null,null,null,"dm4",null,null,null,null,null,null,null,null,null,"dm4",null,null,null,null,null,null,null,null,null,"dm4",null,null,null,null,null,null,null,null,null,"dm4",null,null,null,null,null,null,null,null,null,"dm4",null,null,null,null,null,null,null,null,null,"dm4",null,null,null,null,null,null,null,null,null,"dm4"]
[]
[null,null,null,{"$f":"SUM(D14:E18)","v":-12.090980328676528},null,null,{"$f":"(I7*G4^3/12*10000)*CQ6","v":43.749999999999993},null,{"$f":"SUM(I14:J18)","v":-11.136429250096802},null,null,null,null,null,null,null,{"$f":"(S7*Q4^3/12*10000)*CQ6","v":43.749999999999993},null,null,null,null,null,null,{"$f":"SUM(X14:Y18)","v":7.2288993614953139},null,null,{"$f":"(AC7*AA4^3/12*10000)*CQ6","v":43.749999999999993},null,{"$f":"SUM(AC14:AD18)","v":6.6581967803246327},null,null,null,null,null,null,null,{"$f":"(AM7*AK4^3/12*10000)*CQ6","v":43.749999999999993},null,null,null,null,null,null,{"$f":"SUM(AR14:AS18)","v":1.4035491742972925},null,null,{"$f":"(AW7*AU4^3/12*10000)*CQ6","v":43.749999999999993},null,{"$f":"SUM(AW14:AX18)","v":1.2927426605369801},null,null,null,null,null,null,null,{"$f":"(BG7*BE4^3/12*10000)*CQ6","v":43.749999999999993},null,null,null,null,null,null,{"$f":"SUM(BL14:BM18)","v":-2.3842152631286324},null,null,{"$f":"(BQ7*BO4^3/12*10000)*CQ6","v":43.749999999999993},null,{"$f":"SUM(BQ14:BR18)","v":-2.1959877423553191},null,null,null,null,null,null,null,{"$f":"(CA7*BY4^3/12*10000)*CQ6","v":43.749999999999993}]
[null,null,null,{"$f":"-I30*G22","v":1.3528506839312834E-6},null,null,null,null,{"$f":"-I30*G18","v":1.2460466825682873E-6},null,null,null,null,{"$f":"SUM(N15:O18)","v":1.4564865897961581},null,null,null,null,{"$f":"SUM(S15:T18)","v":1.3415008063911984},null,null,null,null,{"$f":"-(Y30+AC30)*AA22","v":3.595414621386407E-6},null,null,null,null,{"$f":"-(Y30+AC30)*AA18","v":3.3115660986453754E-6},null,null,null,null,{"$f":"SUM(AH15:AI18)","v":-1.26546819604261},null,null,null,null,{"$f":"SUM(AM15:AN18)","v":-1.1655628121445092},null,null,null,null,{"$f":"-(AS30+AW30)*AU22","v":7.2596062660006455E-8},null,null,null,null,{"$f":"-(AS30+AW30)*AU18","v":6.6864794555269104E-8},null,null,null,null,{"$f":"SUM(BB15:BC18)","v":0.12162762512725415},null,null,null,null,{"$f":"SUM(BG15:BH18)","v":0.11202544419615514},null,null,null,null,{"$f":"-(BM30+BQ30)*BO22","v":-6.8720098701926924E-6},null,null,null,null,{"$f":"-(BM30+BQ30)*BO18","v":-6.3294827751774805E-6},null,null,null,null,{"$f":"SUM(BV15:BW18)","v":1.4982195871068036},null,null,null,null,{"$f":"SUM(CA15:CB18)","v":1.3799390933878453},null,null,"m"]
[null,null,null,{"$f":"-I28*G22","v":1.0888408739393567E-5},null,null,null,null,{"$f":"-I28*G18","v":1.0028797523125654E-5},null,null,null,null,{"$f":"-(O29+S29)*Q22","v":-1.070305432333495E-5},null,null,null,null,{"$f":"-(O29+S29)*Q18","v":-9.8580763504400858E-6},null,null,null,null,{"$f":"-(Y28+AC28)*AA22","v":1.0861083753448909E-4},null,null,null,null,{"$f":"-(Y28+AC28)*AA18","v":1.0003629772913471E-4},null,null,null,null,{"$f":"-(AI29+AM29)*AK22","v":-1.882505028702323E-5},null,null,null,null,{"$f":"-(AI29+AM29)*AK18","v":-1.7338862106468762E-5},null,null,null,null,{"$f":"-(AS28+AW28)*AU22","v":3.7502319403863751E-5},null,null,null,null,{"$f":"-(AS28+AW28)*AU18","v":3.4541609977242931E-5},null,null,null,null,{"$f":"-(BC29+BG29)*BE22","v":1.9173715617198458E-5},null,null,null,null,{"$f":"-(BC29+BG29)*BE18","v":1.7660001226367E-5},null,null,null,null,{"$f":"-(BM28+BQ28)*BO22","v":-1.9209616527549839E-4},null,null,null,null,{"$f":"-(BM28+BQ28)*BO18","v":-1.7693067854322221E-4},null,null,null,null,{"$f":"-BW29*BY22","v":3.3973039298153695E-5},null,null,null,null,{"$f":"-BW29*BY18","v":3.1290957248299453E-5},null,null,3.8]
[null,null,null,{"$f":"-I26*G22","v":-1.6516564202949356E-3},null,null,"I =",null,{"$f":"-I26*G18","v":-1.5212624923769142E-3},null,null,null,null,{"$f":"-(O27+S27)*Q22","v":-8.6143453683853755E-5},null,null,"I =",null,{"$f":"-(O27+S27)*Q18","v":-7.9342654708812663E-5},null,null,null,null,{"$f":"-(Y26+AC26)*AA22","v":2.9296800755932535E-3},null,null,"I =",null,{"$f":"-(Y26+AC26)*AA18","v":2.698389543309576E-3},null,null,null,null,{"$f":"-(AI27+AM27)*AK22","v":-6.9638019693157144E-4},null,null,"I =",null,{"$f":"-(AI27+AM27)*AK18","v":-6.4140281296328947E-4},null,null,null,null,{"$f":"-(AS26+AW26)*AU22","v":2.5064562308990609E-3},null,null,"I =",null,{"$f":"-(AS26+AW26)*AU18","v":2.3085781074070298E-3},null,null,null,null,{"$f":"-(BC27+BG27)*BE22","v":4.2507525127270936E-4},null,null,"I =",null,{"$f":"-(BC27+BG27)*BE18","v":3.9151667880381124E-4},null,null,null,null,{"$f":"-(BM26+BQ26)*BO22","v":-5.9337532238801895E-3},null,null,"I =",null,{"$f":"-(BM26+BQ26)*BO18","v":-5.4652990219949118E-3},null,null,null,null,{"$f":"-BW27*BY22","v":1.0494099721944845E-3},null,null,"I =",null,{"$f":"-BW27*BY18","v":9.6656181649491986E-4}]
[null,null,null,{"$f":"-I24*G22","v":-0.18245839651206006},null,null,null,null,{"$f":"-I24*G18","v":-0.16805378626110795},null,null,null,null,{"$f":"-(O25+S25)*Q22","v":1.3067050636017982E-2},null,null,null,null,{"$f":"-(O25+S25)*Q18","v":1.203544137527972E-2},null,null,null,null,{"$f":"-(Y24+AC24)*AA22","v":6.7322492054364663E-2},null,null,null,null,{"$f":"-(Y24+AC24)*AA18","v":6.2007558471125358E-2},null,null,null,null,{"$f":"-(AI25+AM25)*AK22","v":-2.7071528479123409E-2},null,null,null,null,{"$f":"-(AI25+AM25)*AK18","v":-2.4934302546561034E-2},null,null,null,null,{"$f":"-(AS24+AW24)*AU22","v":0.14533584969142155},null,null,null,null,{"$f":"-(AS24+AW24)*AU18","v":0.13386196682104617},null,null,null,null,{"$f":"-(BC25+BG25)*BE22","v":7.9654024659810575E-3},null,null,null,null,{"$f":"-(BC25+BG25)*BE18","v":7.3365549028772906E-3},null,null,null,null,{"$f":"-(BM24+BQ24)*BO22","v":-0.20955930151037261},null,null,null,null,{"$f":"-(BM24+BQ24)*BO18","v":-0.19301514612797477},null,null,null,null,{"$f":"-BW25*BY22","v":3.7061470619651107E-2},null,null,null,null,{"$f":"-BW25*BY18","v":3.4135565044415492E-2}]
[null,null,null,{"$f":"-(E22+I22)*G22","v":-11.906882517003597},null,null,{"$f":"(4*G13/CD15)/((4*G13/CD15)+(4*L21/L35)+(4*G27/CD26))","v":0.35824795348917998},null,{"$f":"-(E22+I22)*G18","v":-10.966865476187522},null,null,null,null,{"$f":"-(O22+O23+S22+S23)*Q22","v":1.4435163856681472},null,null,{"$f":"(4*Q13/CD15)/((4*Q13/CD15)+(4*V21/V35)+(4*Q27/CD26)+(4*L21/L35))","v":0.29512019204688528},null,{"$f":"-(O22+O23+S22+S23)*Q18","v":1.3295545657469778},null,null,null,null,{"$f":"-(Y22+AC22)*AA22","v":7.1585349831132001},null,null,{"$f":"(4*AA13/CD15)/((4*AA13/CD15)+(4*AA27/CD26)+(4*V21/V35)+(4*AF21/AF35))","v":0.26373549937785479},null,{"$f":"-(Y22+AC22)*AA18","v":6.59338748444637},null,null,null,null,{"$f":"-(AI22+AM22+AI23+AM23)*AK22","v":-1.237681462316268},null,null,{"$f":"(4*AK13/CD15)/((4*AK13/CD15)+(4*AK27/CD26)+(4*AF21/AF35)+(4*AP21/AP35))","v":0.23404598892231857},null,{"$f":"-(AI22+AM22+AI23+AM23)*AK18","v":-1.1399697679228784},null,null,null,null,{"$f":"-(AS22+AW22)*AU22","v":1.2556692934595055},null,null,{"$f":"(4*AU13/CD15)/((4*AU13/CD15)+(4*AU27/CD26)+(4*AP21/AP35)+(4*AZ21/AZ35))","v":0.23863355145646431},null,{"$f":"-(AS22+AW22)*AU18","v":1.1565375071337551},null,null,null,null,{"$f":"-(BC22+BG22+BC23+BG23)*BE22","v":0.11321797369438319},null,null,{"$f":"(4*BE13/CD15)/((4*BE13/CD15)+(4*BE27/CD26)+(4*AZ21/AZ35)+(4*BJ21/BJ35))","v":0.24159323709372285},null,{"$f":"-(BC22+BG22+BC23+BG23)*BE18","v":0.10427971261324767},null,null,null,null,{"$f":"-(BM22+BQ22)*BO22","v":-2.1685232402192338},null,null,{"$f":"(4*BO13/CD15)/((4*BO13/CD15)+(4*BO27/CD26)+(4*BJ21/BJ35)+(4*BT21/BT35))","v":0.23507609451468628},null,{"$f":"-(BM22+BQ22)*BO18","v":-1.9973240370440313},null,null,null,null,{"$f":"-(BW22+CA22+BW23)*BY22","v":1.4600747334756599},null,null,{"$f":"(4*BY13/CD15)/((4*BY13/CD15)+(4*BY27/CD26)+(4*BT21/BT35))","v":0.30986570750065967},null,{"$f":"-(BW22+CA22+BW23)*BY18","v":1.3448056755696867}]
[]
[null,"q =",10,null,"KN/m",null,null,null,null,null,"q =",15,null,"KN/m",null,null,null,null,null,null,"q =",10,null,"KN/m",null,null,null,null,null,null,"q =",10,null,"KN/m",null,null,null,null,null,null,"q =",10,null,"KN/m",null,null,null,null,null,null,"q =",5,null,"KN/m",null,null,null,null,null,null,"q =",5,null,"KN/m",null,null,null,null,null,null,"q =",15,null,"KN/m",null,null,null,null,"q =",10,null,"KN/m"]
[null,null,null,null,null,0,null,{"$f":"(4*L21/L35)/((4*G13/CD15)+(4*L21/L35)+(4*G27/CD26))","v":0.25279712557971029},null,null,"I =",{"$f":"((L43*H45^3/12+H45*L43*(((H45*L43*H45/2+L50*(O46-H45)*((O46-H45)/2+H45))/(L43*H45+(O46-H45)*L50))-H45/2)^2+L50*(O46-H45)^3/12+L50*(O46-H45)*(O46-((H45*L43*H45/2+L50*(O46-H45)*((O46-H45)/2+H45))/(L43*H45+(O46-H45)*L50))-(O46-H45)/2)^2)*10000)*CQ5","v":44.683333333333316},null,"dm4",null,{"$f":"(4*L21/L35)/((4*Q13/CD15)+(4*V21/V35)+(4*Q27/CD26)+(4*L21/L35))","v":0.20825111636607843},null,{"$f":"(4*V21/V35)/((4*Q13/CD15)+(4*V21/V35)+(4*Q27/CD26)+(4*L21/L35))","v":0.17621248307898943},null,null,"I =",{"$f":"((V43*R45^3/12+R45*V43*(((R45*V43*R45/2+V50*(Y46-R45)*((Y46-R45)/2+R45))/(V43*R45+(Y46-R45)*V50))-R45/2)^2+V50*(Y46-R45)^3/12+V50*(Y46-R45)*(Y46-((R45*V43*R45/2+V50*(Y46-R45)*((Y46-R45)/2+R45))/(V43*R45+(Y46-R45)*V50))-(Y46-R45)/2)^2)*10000)*CQ5","v":44.683333333333316},null,"dm4",null,{"$f":"(4*V21/V35)/((4*AA13/CD15)+(4*AA27/CD26)+(4*V21/V35)+(4*AF21/AF35))","v":0.15747308545416602},null,{"$f":"(4*AF21/AF35)/((4*AA13/CD15)+(4*AA27/CD26)+(4*V21/V35)+(4*AF21/AF35))","v":0.29245001584345121},null,null,"I =",{"$f":"((AF43*AB45^3/12+AB45*AF43*(((AB45*AF43*AB45/2+AF50*(AI46-AB45)*((AI46-AB45)/2+AB45))/(AF43*AB45+(AI46-AB45)*AF50))-AB45/2)^2+AF50*(AI46-AB45)^3/12+AF50*(AI46-AB45)*(AI46-((AB45*AF43*AB45/2+AF50*(AI46-AB45)*((AI46-AB45)/2+AB45))/(AF43*AB45+(AI46-AB45)*AF50))-(AI46-AB45)/2)^2)*10000)*CQ5","v":44.683333333333316},null,"dm4",null,{"$f":"(4*AF21/AF35)/((4*AK13/CD15)+(4*AK27/CD26)+(4*AF21/AF35)+(4*AP21/AP35))","v":0.2595280245924132},null,{"$f":"(4*AP21/AP35)/((4*AK13/CD15)+(4*AK27/CD26)+(4*AF21/AF35)+(4*AP21/AP35))","v":0.25231891279817947},null,null,"I =",{"$f":"((AP43*AL45^3/12+AL45*AP43*(((AL45*AP43*AL45/2+AP50*(AS46-AL45)*((AS46-AL45)/2+AL45))/(AP43*AL45+(AS46-AL45)*AP50))-AL45/2)^2+AP50*(AS46-AL45)^3/12+AP50*(AS46-AL45)*(AS46-((AL45*AP43*AL45/2+AP50*(AS46-AL45)*((AS46-AL45)/2+AL45))/(AP43*AL45+(AS46-AL45)*AP50))-(AS46-AL45)/2)^2)*10000)*CQ5","v":44.683333333333316},null,"dm4",null,{"$f":"(4*AP21/AP35)/((4*AU13/CD15)+(4*AU27/CD26)+(4*AP21/AP35)+(4*AZ21/AZ35))","v":0.25726464502943558},null,{"$f":"(4*AZ21/AZ35)/((4*AU13/CD15)+(4*AU27/CD26)+(4*AP21/AP35)+(4*AZ21/AZ35))","v":0.24501394764708154},null,null,"I =",{"$f":"((AZ43*AV45^3/12+AV45*AZ43*(((AV45*AZ43*AV45/2+AZ50*(BC46-AV45)*((BC46-AV45)/2+AV45))/(AZ43*AV45+(BC46-AV45)*AZ50))-AV45/2)^2+AZ50*(BC46-AV45)^3/12+AZ50*(BC46-AV45)*(BC46-((AV45*AZ43*AV45/2+AZ50*(BC46-AV45)*((BC46-AV45)/2+AV45))/(AZ43*AV45+(BC46-AV45)*AZ50))-(BC46-AV45)/2)^2)*10000)*CQ5","v":44.683333333333316},null,"dm4",null,{"$f":"(4*AZ21/AZ35)/((4*BE13/CD15)+(4*BE27/CD26)+(4*AZ21/AZ35)+(4*BJ21/BJ35))","v":0.24805276703083184},null,{"$f":"(4*BJ21/BJ35)/((4*BE13/CD15)+(4*BE27/CD26)+(4*AZ21/AZ35)+(4*BJ21/BJ35))","v":0.24805276703083184},null,null,"I =",{"$f":"((BJ43*BF45^3/12+BF45*BJ43*(((BF45*BJ43*BF45/2+BJ50*(BM46-BF45)*((BM46-BF45)/2+BF45))/(BJ43*BF45+(BM46-BF45)*BJ50))-BF45/2)^2+BJ50*(BM46-BF45)^3/12+BJ50*(BM46-BF45)*(BM46-((BF45*BJ43*BF45/2+BJ50*(BM46-BF45)*((BM46-BF45)/2+BF45))/(BJ43*BF45+(BM46-BF45)*BJ50))-(BM46-BF45)/2)^2)*10000)*CQ5","v":44.683333333333316},null,"dm4",null,{"$f":"(4*BJ21/BJ35)/((4*BO13/CD15)+(4*BO27/CD26)+(4*BJ21/BJ35)+(4*BT21/BT35))","v":0.24136137421987608},null,{"$f":"(4*BT21/BT35)/((4*BO13/CD15)+(4*BO27/CD26)+(4*BJ21/BJ35)+(4*BT21/BT35))","v":0.26833705722092105},null,null,"I =",{"$f":"((BT43*BP45^3/12+BP45*BT43*(((BP45*BT43*BP45/2+BT50*(BW46-BP45)*((BW46-BP45)/2+BP45))/(BT43*BP45+(BW46-BP45)*BT50))-BP45/2)^2+BT50*(BW46-BP45)^3/12+BT50*(BW46-BP45)*(BW46-((BP45*BT43*BP45/2+BT50*(BW46-BP45)*((BW46-BP45)/2+BP45))/(BT43*BP45+(BW46-BP45)*BT50))-(BW46-BP45)/2)^2)*10000)*CQ5","v":44.683333333333316},null,"dm4",null,{"$f":"(4*BT21/BT35)/((4*BY13/CD15)+(4*BY27/CD26)+(4*BT21/BT35))","v":0.35370866721290978},null,0]
[null,null,null,null,{"$f":"-C20*E35*E35/2","v":-7.1999999999999993},null,{"$f":"(4*G27/CD26)/((4*G13/CD15)+(4*L21/L35)+(4*G27/CD26))","v":0.38895492093110973},null,{"$f":"L20*L35^2/12","v":37.8125},null,null,null,null,null,{"$f":"-L20*L35^2/12","v":-37.8125},null,{"$f":"(4*Q27/CD26)/((4*Q13/CD15)+(4*V21/V35)+(4*Q27/CD26)+(4*L21/L35))","v":0.32041620850804686},null,{"$f":"V20*V35^2/12","v":35.208333333333336},null,null,null,null,null,{"$f":"-V20*V35^2/12","v":-35.208333333333336},null,{"$f":"(4*AA27/CD26)/((4*AA13/CD15)+(4*AA27/CD26)+(4*V21/V35)+(4*AF21/AF35))","v":0.28634139932452801},null,{"$f":"AF20*AF35^2/12","v":10.208333333333334},null,null,null,null,null,{"$f":"-AF20*AF35^2/12","v":-10.208333333333334},null,{"$f":"(4*AK27/CD26)/((4*AK13/CD15)+(4*AK27/CD26)+(4*AF21/AF35)+(4*AP21/AP35))","v":0.25410707368708874},null,{"$f":"AP20*AP35^2/12","v":10.800000000000002},null,null,null,null,null,{"$f":"-AP20*AP35^2/12","v":-10.800000000000002},null,{"$f":"(4*AU27/CD26)/((4*AU13/CD15)+(4*AU27/CD26)+(4*AP21/AP35)+(4*AZ21/AZ35))","v":0.25908785586701838},null,{"$f":"AZ20*AZ35^2/12","v":5.9534999999999991},null,null,null,null,null,{"$f":"-AZ20*AZ35^2/12","v":-5.9534999999999991},null,{"$f":"(4*BE27/CD26)/((4*BE13/CD15)+(4*BE27/CD26)+(4*AZ21/AZ35)+(4*BJ21/BJ35))","v":0.26230122884461338},null,{"$f":"BJ20*BJ35^2/12","v":5.9534999999999991},null,null,null,null,null,{"$f":"-BJ20*BJ35^2/12","v":-5.9534999999999991},null,{"$f":"(4*BO27/CD26)/((4*BO13/CD15)+(4*BO27/CD26)+(4*BJ21/BJ35)+(4*BT21/BT35))","v":0.25522547404451651},null,{"$f":"BT20*BT35^2/12","v":14.449999999999998},null,null,null,null,null,{"$f":"-BT20*BT35^2/12","v":-14.449999999999998},null,{"$f":"(4*BY27/CD26)/((4*BY13/CD15)+(4*BY27/CD26)+(4*BT21/BT35))","v":0.3364256252864305},null,{"$f":"CB20*BZ35*BZ35/2","v":11.25}]
[null,null,null,null,null,null,null,null,{"$f":"-(E22+I22)*H21","v":-7.7387520068088813},null,null,null,null,null,{"$f":"+I23/2","v":-3.8693760034044407},null,null,null,{"$f":"+Y23/2","v":1.9684135681770754},null,null,null,null,null,{"$f":"-(Y22+AC22)*Z21","v":3.9368271363541507},null,null,null,{"$f":"-(Y22+AC22)*AB21","v":7.3112503960862805},null,null,null,null,null,{"$f":"+AC23/2","v":3.6556251980431402},null,null,null,{"$f":"+AS23/2","v":0.6234165510675802},null,null,null,null,null,{"$f":"-(AS22+AW22)*AT21","v":1.2468331021351604},null,null,null,{"$f":"-(AS22+AW22)*AV21","v":1.1874600972715814},null,null,null,null,null,{"$f":"+AW23/2","v":0.59373004863579071},null,null,null,{"$f":"+BM23/2","v":-1.0253634580295883},null,null,null,null,null,{"$f":"-(BM22+BQ22)*BN21","v":-2.0507269160591766},null,null,null,{"$f":"-(BM22+BQ22)*BP21","v":-2.279925806677555},null,null,null,null,null,{"$f":"+BQ23/2","v":-1.1399629033387775}]
[null,null,null,null,null,null,null,null,{"$f":"+O24/2","v":0.46909908242136994},null,null,null,null,null,{"$f":"-(O22+O23+S22+S23)*P21","v":0.93819816484273988},null,null,null,{"$f":"-(O22+O23+S22+S23)*R21","v":0.79385998563616444},null,null,null,null,null,{"$f":"+S24/2","v":0.39692999281808222},null,null,null,{"$f":"+AI24/2","v":-0.63204266675617393},null,null,null,null,null,{"$f":"-(AI22+AM22+AI23+AM23)*AJ21","v":-1.2640853335123479},null,null,null,{"$f":"-(AI22+AI23+AM22+AM23)*AL21","v":-1.2289718520258937},null,null,null,null,null,{"$f":"+AM24/2","v":-0.61448592601294683},null,null,null,{"$f":"+BC24/2","v":5.3533930771541664E-2},null,null,null,null,null,{"$f":"-(BC22+BG22+BC23+BG23)*BD21","v":0.10706786154308333},null,null,null,{"$f":"-(BC22+BC23+BG22+BG23)*BF21","v":0.10706786154308341},null,null,null,null,null,{"$f":"+BG24/2","v":5.3533930771541706E-2},null,null,null,{"$f":"+BW24/2","v":0.76754124714671423},null,null,null,null,null,{"$f":"-(BW22+CA22+BW23)*BX21","v":1.5350824942934285}]
[null,null,null,null,null,null,"dm4",null,{"$f":"-I24*H21","v":-0.11858689964820192},null,null,null,null,null,{"$f":"+I25/2","v":-5.9293449824100959E-2},null,"dm4",null,{"$f":"+Y25/2","v":1.8511959097205294E-2},null,null,null,null,null,{"$f":"-(Y24+AC24)*Z21","v":3.7023918194410588E-2},null,"dm4",null,{"$f":"-(Y24+AC24)*AB21","v":6.8758705218191093E-2},null,null,null,null,null,{"$f":"+AC25/2","v":3.4379352609095547E-2},null,"dm4",null,{"$f":"+AS25/2","v":7.2156557967166871E-2},null,null,null,null,null,{"$f":"-(AS24+AW24)*AT21","v":0.14431311593433374},null,"dm4",null,{"$f":"-(AS24+AW24)*AV21","v":0.13744106279460358},null,null,null,null,null,{"$f":"+AW25/2","v":6.872053139730179E-2},null,"dm4",null,{"$f":"+BM25/2","v":-9.9087916640089743E-2},null,null,null,null,null,{"$f":"-(BM24+BQ24)*BN21","v":-0.19817583328017949},null,"dm4",null,{"$f":"-(BM24+BQ24)*BP21","v":-0.22032489699972896},null,null,null,null,null,{"$f":"+BQ25/2","v":-0.11016244849986448},null,"dm4",null,null,null,null,"m"]
[null,null,null,null,null,null,null,null,{"$f":"+O26/2","v":4.2463954854744489E-3},null,null,null,null,null,{"$f":"-(O25+S25)*P21","v":8.4927909709488977E-3},null,null,null,{"$f":"-(O25+S25)*R21","v":7.1862077446490664E-3},null,null,null,null,null,{"$f":"+S26/2","v":3.5931038723245332E-3},null,null,null,{"$f":"+AI26/2","v":-1.3824527210005683E-2},null,null,null,null,null,{"$f":"-(AI25+AM25)*AJ21","v":-2.7649054420011365E-2},null,null,null,{"$f":"-(AI25+AM25)*AL21","v":-2.6881025130566602E-2},null,null,null,null,null,{"$f":"+AM26/2","v":-1.3440512565283301E-2},null,null,null,{"$f":"+BC26/2","v":3.7663569684824004E-3},null,null,null,null,null,{"$f":"-(BC25+BG25)*BD21","v":7.5327139369648008E-3},null,null,null,{"$f":"-(BC25+BG25)*BF21","v":7.5327139369648008E-3},null,null,null,null,null,{"$f":"+BG26/2","v":3.7663569684824004E-3},null,null,null,{"$f":"+BW26/2","v":1.948270641789894E-2},null,null,null,null,null,{"$f":"-BW25*BX21","v":3.896541283579788E-2},null,null,null,null,null,null,3.5]
[null,null,null,null,null,null,{"$f":"(I38*G41^3/12*10000)*CQ6","v":43.749999999999993},null,{"$f":"-I26*H21","v":-1.073476572802599E-3},null,null,null,null,null,{"$f":"+I27/2","v":-5.3673828640129952E-4},null,{"$f":"(S38*Q41^3/12*10000)*CQ6","v":43.749999999999993},null,{"$f":"+Y27/2","v":8.0558690078620621E-4},null,null,null,null,null,{"$f":"-(Y26+AC26)*Z21","v":1.6111738015724124E-3},null,{"$f":"(AC38*AA41^3/12*10000)*CQ6","v":43.749999999999993},null,{"$f":"-(Y26+AC26)*AB21","v":2.9921799172059086E-3},null,null,null,null,null,{"$f":"+AC27/2","v":1.4960899586029543E-3},null,{"$f":"(AM38*AK41^3/12*10000)*CQ6","v":43.749999999999993},null,{"$f":"+AS27/2","v":1.2444091027852557E-3},null,null,null,null,null,{"$f":"-(AS26+AW26)*AT21","v":2.4888182055705114E-3},null,{"$f":"(AW38*AU41^3/12*10000)*CQ6","v":43.749999999999993},null,{"$f":"-(AS26+AW26)*AV21","v":2.3703030529242967E-3},null,null,null,null,null,{"$f":"+AW27/2","v":1.1851515264621484E-3},null,{"$f":"(BG38*BE41^3/12*10000)*CQ6","v":43.749999999999993},null,{"$f":"+BM27/2","v":-2.8057129441310031E-3},null,null,null,null,null,{"$f":"-(BM26+BQ26)*BN21","v":-5.6114258882620062E-3},null,{"$f":"(BQ38*BO41^3/12*10000)*CQ6","v":43.749999999999993},null,{"$f":"-(BM26+BQ26)*BP21","v":-6.2385852522442303E-3},null,null,null,null,null,{"$f":"+BQ27/2","v":-3.1192926261221152E-3},null,{"$f":"(CA38*BY41^3/12*10000)*CQ6","v":43.749999999999993}]
[null,null,null,null,null,null,null,null,{"$f":"+O28/2","v":-2.7994012039565074E-5},null,null,null,null,null,{"$f":"-(O27+S27)*P21","v":-5.5988024079130149E-5},null,null,null,{"$f":"-(O27+S27)*R21","v":-4.7374481913110123E-5},null,null,null,null,null,{"$f":"+S28/2","v":-2.3687240956555061E-5},null,null,null,{"$f":"+AI28/2","v":-3.5561815389972232E-4},null,null,null,null,null,{"$f":"-(AI27+AM27)*AJ21","v":-7.1123630779944464E-4},null,null,null,{"$f":"-(AI27+AM27)*AL21","v":-6.9147974369390447E-4},null,null,null,null,null,{"$f":"+AM28/2","v":-3.4573987184695224E-4},null,null,null,{"$f":"+BC28/2","v":2.009923718980835E-4},null,null,null,null,null,{"$f":"-(BC27+BG27)*BD21","v":4.01984743796167E-4},null,null,null,{"$f":"-(BC27+BG27)*BF21","v":4.01984743796167E-4},null,null,null,null,null,{"$f":"+BG28/2","v":2.009923718980835E-4},null,null,null,{"$f":"+BW28/2","v":5.5166041871635536E-4},null,null,null,null,null,{"$f":"-BW27*BX21","v":1.1033208374327107E-3}]
[null,null,null,null,null,null,null,null,{"$f":"-I28*H21","v":7.076805777045854E-6},null,null,null,null,null,{"$f":"+I29/2","v":3.538402888522927E-6},null,null,null,{"$f":"+Y29/2","v":2.9865195428714376E-5},null,null,null,null,null,{"$f":"-(Y28+AC28)*Z21","v":5.9730390857428751E-5},null,null,null,{"$f":"-(Y28+AC28)*AB21","v":1.1092786873522483E-4},null,null,null,null,null,{"$f":"+AC29/2","v":5.5463934367612417E-5},null,null,null,{"$f":"+AS29/2","v":1.8619207096621979E-5},null,null,null,null,null,{"$f":"-(AS28+AW28)*AT21","v":3.7238414193243957E-5},null,null,null,{"$f":"-(AS28+AW28)*AV21","v":3.5465156374518064E-5},null,null,null,null,null,{"$f":"+AW29/2","v":1.7732578187259032E-5},null,null,null,{"$f":"+BM29/2","v":-9.0830655926562803E-5},null,null,null,null,null,{"$f":"-(BM28+BQ28)*BN21","v":-1.8166131185312561E-4},null,null,null,{"$f":"-(BM28+BQ28)*BP21","v":-2.019646349425926E-4},null,null,null,null,null,{"$f":"+BQ29/2","v":-1.009823174712963E-4}]
[null,null,null,null,null,null,"I =",null,{"$f":"+O30/2","v":-3.4781683201043632E-6},null,null,null,null,null,{"$f":"-(O29+S29)*P21","v":-6.9563366402087264E-6},null,"I =",null,{"$f":"-(O29+S29)*R21","v":-5.8861310032535375E-6},null,null,null,null,null,{"$f":"+S30/2","v":-2.9430655016267687E-6},null,"I =",null,{"$f":"+AI30/2","v":-9.6133256799065247E-6},null,null,null,null,null,{"$f":"-(AI29+AM29)*AJ21","v":-1.9226651359813049E-5},null,"I =",null,{"$f":"-(AI29+AM29)*AL21","v":-1.8692577710929354E-5},null,null,null,null,null,{"$f":"+AM30/2","v":-9.3462888554646769E-6},null,"I =",null,{"$f":"+BC30/2","v":9.0660902239345765E-6},null,null,null,null,null,{"$f":"-(BC29+BG29)*BD21","v":1.8132180447869153E-5},null,"I =",null,{"$f":"-(BC29+BG29)*BF21","v":1.8132180447869153E-5},null,null,null,null,null,{"$f":"+BG30/2","v":9.0660902239345765E-6},null,"I =",null,{"$f":"+BW30/2","v":1.7859160462421575E-5},null,null,null,null,null,{"$f":"-BW29*BX21","v":3.571832092484315E-5},null,"I ="]
[null,null,null,null,null,null,null,null,{"$f":"-I30*H21","v":8.7927095360479272E-7},null,null,null,null,null,{"$f":"SUM(O22:P30)","v":-40.795074641659092},null,null,null,{"$f":"SUM(S22:T30)","v":37.997087245471732},null,null,null,null,null,{"$f":"-(Y30+AC30)*Z21","v":1.9772936615255292E-6},null,null,null,{"$f":"-(Y30+AC30)*AB21","v":3.6721167999759827E-6},null,null,null,null,null,{"$f":"SUM(AI22:AJ30)","v":-7.8092420796796462},null,null,null,{"$f":"SUM(AM22:AN30)","v":10.240273087866766},null,null,null,null,null,{"$f":"-(AS30+AW30)*AT21","v":7.2085201478324906E-8},null,null,null,{"$f":"-(AS30+AW30)*AV21","v":6.8652572836499916E-8},null,null,null,null,null,{"$f":"SUM(BC22:BD30)","v":-5.1748258434579659},null,null,null,{"$f":"SUM(BG22:BH30)","v":4.9411727741345564},null,null,null,null,null,{"$f":"-(BM30+BQ30)*BN21","v":-6.4987155068735826E-6},null,null,null,{"$f":"-(BM30+BQ30)*BP21","v":-7.2250425341123943E-6},null,null,null,null,null,{"$f":"SUM(BW22:BX30)","v":-14.128158680494646}]
[null,null,null,null,null,null,null,null,{"$f":"SUM(I22:J31)","v":30.427409578773325},null,null,null,null,null,null,null,null,null,null,null,null,null,null,null,{"$f":"SUM(Y22:Z31)","v":-30.832312930914735},null,null,null,{"$f":"SUM(AC22:AD31)","v":16.94521678909479},null,null,null,null,null,null,null,null,null,null,null,null,null,null,null,{"$f":"SUM(AS22:AT31)","v":-10.034609177964473},null,null,null,{"$f":"SUM(AW22:AX31)","v":7.3383173431302007},null,null,null,null,null,null,null,null,null,null,null,null,null,null,null,{"$f":"SUM(BM22:BN31)","v":-8.1506919890528327},null,null,null,{"$f":"SUM(BQ22:BR31)","v":12.730894994536781}]
[]
[]
[null,null,null,null,1.2,null,"m",null,null,null,null,5.5,null,"m",null,null,null,null,null,null,null,6.5,null,"m",null,null,null,null,null,null,null,3.5,null,"m",null,null,null,null,null,null,null,3.6,null,"m",null,null,null,null,null,null,null,3.78,null,"m",null,null,null,null,null,null,null,3.78,null,"m",null,null,null,null,null,null,null,3.4,null,"m",null,null,null,1.5,null,"m"]
[]
[null,null,null,null,null,null,null,null,"m",null,null,null,null,null,null,null,null,null,"m",null,null,null,null,null,null,null,null,null,"m",null,null,null,null,null,null,null,null,null,"m",null,null,null,null,null,null,null,null,null,"m",null,null,null,null,null,null,null,null,null,"m",null,null,null,null,null,null,null,null,null,"m",null,null,null,null,null,null,null,null,null,"m"]
[null,null,null,null,null,null,null,null,0.6,null,null,null,null,null,null,null,null,null,0.6,null,null,null,null,null,null,null,null,null,0.6,null,null,null,null,null,null,null,null,null,0.6,null,null,null,null,null,null,null,null,null,0.6,null,null,null,null,null,null,null,null,null,0.6,null,null,null,null,null,null,null,null,null,0.6,null,null,null,null,null,null,null,null,null,0.6]
[]
[]
[null,null,null,null,null,null,0.5,null,"m",null,null,null,null,null,null,null,0.5,null,"m",null,null,null,null,null,null,null,0.5,null,"m",null,null,null,null,null,null,null,0.5,null,"m",null,null,null,null,null,null,null,0.5,null,"m",null,null,null,null,null,null,null,0.5,null,"m",null,null,null,null,null,null,null,0.5,null,"m",null,null,null,null,null,null,null,0.5,null,"m"]
[]
[null,null,null,null,null,null,null,null,null,null,null,1.2,null,"m",null,null,null,null,null,null,null,1.2,null,"m",null,null,null,null,null,null,null,1.2,null,"m",null,null,null,null,null,null,null,1.2,null,"m",null,null,null,null,null,null,null,1.2,null,"m",null,null,null,null,null,null,null,1.2,null,"m",null,null,null,null,null,null,null,1.2,null,"m"]
[]
[null,null,null,null,null,null,null,0.1,null,"m",null,null,null,null,"m",null,null,0.1,null,"m",null,null,null,null,"m",null,null,0.1,null,"m",null,null,null,null,"m",null,null,0.1,null,"m",null,null,null,null,"m",null,null,0.1,null,"m",null,null,null,null,"m",null,null,0.1,null,"m",null,null,null,null,"m",null,null,0.1,null,"m",null,null,null,null,"m"]
[null,null,null,null,null,null,null,null,null,null,null,null,null,null,0.7,null,null,null,null,null,null,null,null,null,0.7,null,null,null,null,null,null,null,null,null,0.7,null,null,null,null,null,null,null,null,null,0.7,null,null,null,null,null,null,null,null,null,0.7,null,null,null,null,null,null,null,null,null,0.7,null,null,null,null,null,null,null,null,null,0.7]
[]
[]
[]
[null,null,null,null,null,null,null,null,null,null,null,0.25,null,"m",null,null,null,null,null,null,null,0.25,null,"m",null,null,null,null,null,null,null,0.25,null,"m",null,null,null,null,null,null,null,0.25,null,"m",null,null,null,null,null,null,null,0.25,null,"m",null,null,null,null,null,null,null,0.25,null,"m",null,null,null,null,null,null,null,0.25,null,"m"]
[]
[null,null,null,{"$f":"IF(I13<0,I13/2,\"\")","v":-5.5682146250484008},null,null,null,null,null,{"$f":"IF(I13>0,I13/2,\"\")","v":""},null,null,null,{"$f":"IF(S14<0,S14/2,\"\")","v":""},null,null,null,null,null,{"$f":"IF(S14>0,S14/2,\"\")","v":0.6707504031955992},null,null,null,{"$f":"IF(AC13<0,AC13/2,\"\")","v":""},null,null,null,null,null,{"$f":"IF(AC13>0,AC13/2,\"\")","v":3.3290983901623163},null,null,null,{"$f":"IF(AM14<0,AM14/2,\"\")","v":-0.58278140607225459},null,null,null,null,null,{"$f":"IF(AM14>0,AM14/2,\"\")","v":""},null,null,null,{"$f":"IF(AW13<0,AW13/2,\"\")","v":""},null,null,null,null,null,{"$f":"IF(AW13>0,AW13/2,\"\")","v":0.64637133026849003},null,null,null,{"$f":"IF(BG14<0,BG14/2,\"\")","v":""},null,null,null,null,null,{"$f":"IF(BG14>0,BG14/2,\"\")","v":5.6012722098077568E-2},null,null,null,{"$f":"IF(BQ13<0,BQ13/2,\"\")","v":-1.0979938711776596},null,null,null,null,null,{"$f":"IF(BQ13>0,BQ13/2,\"\")","v":""},null,null,null,{"$f":"IF(CA14<0,CA14/2,\"\")","v":""},null,null,null,null,null,{"$f":"IF(CA14>0,CA14/2,\"\")","v":0.68996954669392263}]
[]
[]
[null,null,null,null,null,null,null,null,null,"moment diyagramı (KNm)"]
[null,null,null,null,null,null,null,null,null,null,null,null,null,null,null,null,null,{"$f":"-S31","v":-37.997087245471732}]
[null,null,null,null,null,null,null,{"$f":"-I32","v":-30.427409578773325},null,null,null,null,null,null,null,null,null,null,null,null,null,null,null,null,null,{"$f":"Y32","v":-30.832312930914735},null,{"$f":"-AC32","v":-16.94521678909479},null,null,null,null,null,null,null,{"$f":"AI31","v":-7.8092420796796462},null,{"$f":"-AM31","v":-10.240273087866766},null,null,null,null,null,null,null,{"$f":"AS32","v":-10.034609177964473},null,{"$f":"-AW32","v":-7.3383173431302007},null,null,null,null,null,null,null,{"$f":"BC31","v":-5.1748258434579659},null,{"$f":"-BG31","v":-4.9411727741345564},null,null,null,null,null,null,null,{"$f":"BM32","v":-8.1506919890528327},null,{"$f":"-BQ32","v":-12.730894994536781},null,null,null,null,null,null,null,{"$f":"BW31","v":-14.128158680494646}]
[null,null,null,null,null,null,null,null,null,null,null,null,null,null,null,{"$f":"O31","v":-40.795074641659092}]
[null,null,null,null,null,null,null,{"$f":"IF(E22=0,\"\",+E22)","v":-7.1999999999999993},null,null,null,null,null,null,null,null,null,null,null,null,null,null,null,null,null,null,null,null,null,null,null,null,null,null,null,null,null,null,null,null,null,null,null,null,null,null,null,null,null,null,null,null,null,null,null,null,null,null,null,null,null,null,null,null,null,null,null,null,null,null,null,null,null,null,null,null,null,{"$f":"IF(CA22=0,\"\",-CA22)","v":-11.25}]
[]
[null,null,null,null,{"$f":"IF(I13>0,-I13,\"\")","v":""},null,null,null,{"$f":"IF(I13<0,-I13,\"\")","v":11.136429250096802},null,null,null,null,null,{"$f":"IF(S14>0,-S14,\"\")","v":-1.3415008063911984},null,null,null,{"$f":"IF(S14<0,-S14,\"\")","v":""},null,null,null,null,null,{"$f":"IF(AC13>0,-AC13,\"\")","v":-6.6581967803246327},null,null,null,{"$f":"IF(AC13<0,-AC13,\"\")","v":""},null,null,null,null,null,{"$f":"IF(AM14>0,-AM14,\"\")","v":""},null,null,null,{"$f":"IF(AM14<0,-AM14,\"\")","v":1.1655628121445092},null,null,null,null,null,{"$f":"IF(AW13>0,-AW13,\"\")","v":-1.2927426605369801},null,null,null,{"$f":"IF(AW13<0,-AW13,\"\")","v":""},null,null,null,null,null,{"$f":"IF(BG14>0,-BG14,\"\")","v":-0.11202544419615514},null,null,null,{"$f":"IF(BG14<0,-BG14,\"\")","v":""},null,null,null,null,null,{"$f":"IF(BQ13>0,-BQ13,\"\")","v":""},null,null,null,{"$f":"IF(BQ13<0,-BQ13,\"\")","v":2.1959877423553191},null,null,null,null,null,{"$f":"IF(CA14>0,-CA14,\"\")","v":-1.3799390933878453},null,null,null,{"$f":"IF(CA14<0,-CA14,\"\")","v":""}]
[null,null,null,null,{"$f":"IF(D13<0,D13,\"\")","v":-12.090980328676528},null,null,null,{"$f":"IF(D13>0,D13,\"\")","v":""},null,null,null,null,null,{"$f":"IF(N14<0,N14,\"\")","v":""},null,null,null,{"$f":"IF(N14>0,N14,\"\")","v":1.4564865897961581},null,null,null,null,null,{"$f":"IF(X13<0,X13,\"\")","v":""},null,null,null,{"$f":"IF(X13>0,X13,\"\")","v":7.2288993614953139},null,null,null,null,null,{"$f":"IF(AH14<0,AH14,\"\")","v":-1.26546819604261},null,null,null,{"$f":"IF(AH14>0,AH14,\"\")","v":""},null,null,null,null,null,{"$f":"IF(AR13<0,AR13,\"\")","v":""},null,null,null,{"$f":"IF(AR13>0,AR13,\"\")","v":1.4035491742972925},null,null,null,null,null,{"$f":"IF(BB14<0,BB14,\"\")","v":""},null,null,null,{"$f":"IF(BB14>0,BB14,\"\")","v":0.12162762512725415},null,null,null,null,null,{"$f":"IF(BL13<0,BL13,\"\")","v":-2.3842152631286324},null,null,null,{"$f":"IF(BL13>0,BL13,\"\")","v":""},null,null,null,null,null,{"$f":"IF(BV14<0,BV14,\"\")","v":""},null,null,null,{"$f":"IF(BV14>0,BV14,\"\")","v":1.4982195871068036}]
[]
[]
[null,null,null,null,null,null,null,null,null,null,null,{"$f":"(((I32-(-O31))/L35+L20*L35*0.5)^2/(2*L20))-I32","v":21.225952494583989},null,null,null,null,null,null,null,null,null,{"$f":"(((S31-(-Y32))/V35+V20*V35*0.5)^2/(2*V20))-S31","v":18.458550196988462},null,null,null,null,null,null,null,null,null,{"$f":"(((AC32-(-AI31))/AF35+AF20*AF35*0.5)^2/(2*AF20))-AC32","v":3.2759482549640992},null,null,null,null,null,null,null,null,null,{"$f":"(((AM31-(-AS32))/AP35+AP20*AP35*0.5)^2/(2*AP20))-AM31","v":6.0627220524386889},null,null,null,null,null,null,null,null,null,{"$f":"(((AW32-(-BC31))/AZ35+AZ20*AZ35*0.5)^2/(2*AZ20))-AW32","v":2.7064371163525811},null,null,null,null,null,null,null,null,null,{"$f":"(((BG31-(-BM32))/BJ35+BJ20*BJ35*0.5)^2/(2*BJ20))-BG31","v":2.4564111599569989},null,null,null,null,null,null,null,null,null,{"$f":"(((BQ32-(-BW31))/BT35+BT20*BT35*0.5)^2/(2*BT20))-BQ32","v":8.2511027640070562}]
[]
[]
[]
[]
[]
[]
[]
[]
[null,null,null,{"$f":"IF(D13>0,-D13/2,\"\")","v":""},null,null,null,null,null,{"$f":"IF(D13<0,-D13/2,\"\")","v":6.0454901643382639},null,null,null,{"$f":"IF(N14>0,-N14/2,\"\")","v":-0.72824329489807904},null,null,null,null,null,{"$f":"IF(N14<0,-N14/2,\"\")","v":""},null,null,null,{"$f":"IF(X13>0,-X13/2,\"\")","v":-3.6144496807476569},null,null,null,null,null,{"$f":"IF(X13<0,-X13/2,\"\")","v":""},null,null,null,{"$f":"IF(AH14>0,-AH14/2,\"\")","v":""},null,null,null,null,null,{"$f":"IF(AH14<0,-AH14/2,\"\")","v":0.63273409802130498},null,null,null,{"$f":"IF(AR13>0,-AR13/2,\"\")","v":-0.70177458714864627},null,null,null,null,null,{"$f":"IF(AR13<0,-AR13/2,\"\")","v":""},null,null,null,{"$f":"IF(BB14>0,-BB14/2,\"\")","v":-6.0813812563627077E-2},null,null,null,null,null,{"$f":"IF(BB14<0,-BB14/2,\"\")","v":""},null,null,null,{"$f":"IF(BL13>0,-BL13/2,\"\")","v":""},null,null,null,null,null,{"$f":"IF(BL13<0,-BL13/2,\"\")","v":1.1921076315643162},null,null,null,{"$f":"IF(BV14>0,-BV14/2,\"\")","v":-0.74910979355340179},null,null,null,null,null,{"$f":"IF(BV14<0,-BV14/2,\"\")","v":""}]
[]
[]
[null,null,null,{"$f":"IF(I13<0,(I13+I13/2)/$CD$15,\"\")","v":-4.3959589145118949},null,null,null,null,null,{"$f":"IF(I13>0,(I13+I13/2)/$CD$15,\"\")","v":""},null,null,null,{"$f":"IF(S14<0,(S14+S14/2)/$CD$15,\"\")","v":""},null,null,null,null,null,{"$f":"IF(S14>0,(S14+S14/2)/$CD$15,\"\")","v":0.52953979199652579},null,null,null,{"$f":"IF(AC13<0,(AC13+AC13/2)/$CD$15,\"\")","v":""},null,null,null,null,null,{"$f":"IF(AC13>0,(AC13+AC13/2)/$CD$15,\"\")","v":2.6282355711807761},null,null,null,{"$f":"IF(AM14<0,(AM14+AM14/2)/$CD$15,\"\")","v":-0.46009058374125361},null,null,null,null,null,{"$f":"IF(AM14>0,(AM14+AM14/2)/$CD$15,\"\")","v":""},null,null,null,{"$f":"IF(AW13<0,(AW13+AW13/2)/$CD$15,\"\")","v":""},null,null,null,null,null,{"$f":"IF(AW13>0,(AW13+AW13/2)/$CD$15,\"\")","v":0.51029315547512366},null,null,null,{"$f":"IF(BG14<0,(BG14+BG14/2)/$CD$15,\"\")","v":""},null,null,null,null,null,{"$f":"IF(BG14>0,(BG14+BG14/2)/$CD$15,\"\")","v":4.4220570077429661E-2},null,null,null,{"$f":"IF(BQ13<0,(BQ13+BQ13/2)/$CD$15,\"\")","v":-0.86683726671920491},null,null,null,null,null,{"$f":"IF(BQ13>0,(BQ13+BQ13/2)/$CD$15,\"\")","v":""},null,null,null,{"$f":"IF(CA14<0,(CA14+CA14/2)/$CD$15,\"\")","v":""},null,null,null,null,null,{"$f":"IF(CA14>0,(CA14+CA14/2)/$CD$15,\"\")","v":0.5447128000215179}]
[]
[]
[null,null,null,null,null,null,null,null,null,"kesme kuvveti diyagramı (KN)"]
[]
[]
[]
[null,null,null,null,null,null,null,{"$f":"L20*L35+P89","v":39.36496998856623},null,null,null,null,null,null,null,null,null,{"$f":"V20*V35+Z89","v":33.602272971470313},null,null,null,null,null,null,null,null,null,{"$f":"AF20*AF35+AJ89","v":20.110278488404326},null,null,null,null,null,null,null,null,null,{"$f":"AP20*AP35+AT89","v":18.057128863861745},null,null,null,null,null,null,null,null,null,{"$f":"AZ20*AZ35+BD89","v":10.022352248590536},null,null,null,null,null,null,null,null,null,{"$f":"BJ20*BJ35+BN89","v":8.6009208426142116},null,null,null,null,null,null,null,null,null,{"$f":"BT20*BT35+BX89","v":25.089040092365337},null,null,null,null,null,null,null,null,null,{"$f":"IF(CA22=0,\"\",CB20*BZ35)","v":15}]
[]
[null,null,null,{"$f":"IF(D77<0,D77,\"\")","v":-4.3959589145118949},null,null,null,null,null,{"$f":"IF(J77>0,J77,\"\")","v":""},null,null,null,{"$f":"IF(N77<0,N77,\"\")","v":""},null,null,null,null,null,{"$f":"IF(T77>0,T77,\"\")","v":0.52953979199652579},null,null,null,{"$f":"IF(X77<0,X77,\"\")","v":""},null,null,null,null,null,{"$f":"IF(AD77>0,AD77,\"\")","v":2.6282355711807761},null,null,null,{"$f":"IF(AH77<0,AH77,\"\")","v":-0.46009058374125361},null,null,null,null,null,{"$f":"IF(AN77>0,AN77,\"\")","v":""},null,null,null,{"$f":"IF(AR77<0,AR77,\"\")","v":""},null,null,null,null,null,{"$f":"IF(AX77>0,AX77,\"\")","v":0.51029315547512366},null,null,null,{"$f":"IF(BB77<0,BB77,\"\")","v":""},null,null,null,null,null,{"$f":"IF(BH77>0,BH77,\"\")","v":4.4220570077429661E-2},null,null,null,{"$f":"IF(BL77<0,BL77,\"\")","v":-0.86683726671920491},null,null,null,null,null,{"$f":"IF(BR77>0,BR77,\"\")","v":""},null,null,null,{"$f":"IF(BV77<0,BV77,\"\")","v":""},null,null,null,null,null,{"$f":"IF(CB77>0,CB77,\"\")","v":0.5447128000215179}]
[null,null,null,{"$f":"IF(D99<0,D99,\"\")","v":-5.1818487122899404},null,null,null,null,null,{"$f":"IF(J99>0,J99,\"\")","v":""},null,null,null,{"$f":"IF(N99<0,N99,\"\")","v":""},null,null,null,null,null,{"$f":"IF(T99>0,T99,\"\")","v":0.62420853848406765},null,null,null,{"$f":"IF(X99<0,X99,\"\")","v":""},null,null,null,null,null,{"$f":"IF(AD99>0,AD99,\"\")","v":3.0980997263551342},null,null,null,{"$f":"IF(AH99<0,AH99,\"\")","v":-0.54234351258968994},null,null,null,null,null,{"$f":"IF(AN99>0,AN99,\"\")","v":""},null,null,null,{"$f":"IF(AR99<0,AR99,\"\")","v":""},null,null,null,null,null,{"$f":"IF(AX99>0,AX99,\"\")","v":0.60152107469883964},null,null,null,{"$f":"IF(BB99<0,BB99,\"\")","v":""},null,null,null,null,null,{"$f":"IF(BH99>0,BH99,\"\")","v":5.2126125054537495E-2},null,null,null,{"$f":"IF(BL99<0,BL99,\"\")","v":-1.0218065413408424},null,null,null,null,null,{"$f":"IF(BR99>0,BR99,\"\")","v":""},null,null,null,{"$f":"IF(BV99<0,BV99,\"\")","v":""},null,null,null,null,null,{"$f":"IF(CB99>0,CB99,\"\")","v":0.64209410876005868}]
[]
[null,null,null,null,null,null,null,null,null,null,null,null,null,null,null,{"$f":"-(0.5*L20*L35^2+(-O31)-I32)/L35","v":-43.13503001143377},null,null,null,null,null,null,null,null,null,{"$f":"-(0.5*V20*V35^2+(-Y32)-S31)/V35","v":-31.39772702852969},null,null,null,null,null,null,null,null,null,{"$f":"-(0.5*AF20*AF35^2+(-AI31)-AC32)/AF35","v":-14.889721511595676},null,null,null,null,null,null,null,null,null,{"$f":"-(0.5*AP20*AP35^2+(-AS32)-AM31)/AP35","v":-17.942871136138255},null,null,null,null,null,null,null,null,null,{"$f":"-(0.5*AZ20*AZ35^2+(-BC31)-AW32)/AZ35","v":-8.8776477514094623},null,null,null,null,null,null,null,null,null,{"$f":"-(0.5*BJ20*BJ35^2+(-BM32)-BG31)/BJ35","v":-10.299079157385787},null,null,null,null,null,null,null,null,null,{"$f":"-(0.5*BT20*BT35^2+(-BW31)-BQ32)/BT35","v":-25.910959907634663}]
[null,null,null,null,null,{"$f":"IF(E22=0,\"\",-C20*E35)","v":-12}]
[null,null,null,null,null,null,null,null,null,{"$f":"((L20*L35-((0.5*L20*L35^2+(-O31)-I32)/L35))*L35)/((L20*L35-((0.5*L20*L35^2+(-O31)-I32)/L35))+((0.5*L20*L35^2+(-O31)-I32)/L35))","v":2.624331332571082},null,"m",null,null,null,null,null,null,null,{"$f":"((V20*V35-((0.5*V20*V35^2+(-Y32)-S31)/V35))*V35)/((V20*V35-((0.5*V20*V35^2+(-Y32)-S31)/V35))+((0.5*V20*V35^2+(-Y32)-S31)/V35))","v":3.3602272971470315},null,"m",null,null,null,null,null,null,null,{"$f":"((AF20*AF35-((0.5*AF20*AF35^2+(-AI31)-AC32)/AF35))*AF35)/((AF20*AF35-((0.5*AF20*AF35^2+(-AI31)-AC32)/AF35))+((0.5*AF20*AF35^2+(-AI31)-AC32)/AF35))","v":2.0110278488404325},null,"m",null,null,null,null,null,null,null,{"$f":"((AP20*AP35-((0.5*AP20*AP35^2+(-AS32)-AM31)/AP35))*AP35)/((AP20*AP35-((0.5*AP20*AP35^2+(-AS32)-AM31)/AP35))+((0.5*AP20*AP35^2+(-AS32)-AM31)/AP35))","v":1.8057128863861744},null,"m",null,null,null,null,null,null,null,{"$f":"((AZ20*AZ35-((0.5*AZ20*AZ35^2+(-BC31)-AW32)/AZ35))*AZ35)/((AZ20*AZ35-((0.5*AZ20*AZ35^2+(-BC31)-AW32)/AZ35))+((0.5*AZ20*AZ35^2+(-BC31)-AW32)/AZ35))","v":2.0044704497181072},null,"m",null,null,null,null,null,null,null,{"$f":"((BJ20*BJ35-((0.5*BJ20*BJ35^2+(-BM32)-BG31)/BJ35))*BJ35)/((BJ20*BJ35-((0.5*BJ20*BJ35^2+(-BM32)-BG31)/BJ35))+((0.5*BJ20*BJ35^2+(-BM32)-BG31)/BJ35))","v":1.7201841685228423},null,"m",null,null,null,null,null,null,null,{"$f":"((BT20*BT35-((0.5*BT20*BT35^2+(-BW31)-BQ32)/BT35))*BT35)/((BT20*BT35-((0.5*BT20*BT35^2+(-BW31)-BQ32)/BT35))+((0.5*BT20*BT35^2+(-BW31)-BQ32)/BT35))","v":1.6726026728243559},null,"m"]
[]
[]
[]
[]
[]
[]
[]
[null,null,null,{"$f":"IF(D13<0,(D13+D13/2)/$CD$26,\"\")","v":-5.1818487122899404},null,null,null,null,null,{"$f":"IF(D13>0,(D13+D13/2)/$CD$26,\"\")","v":""},null,null,null,{"$f":"IF(N14<0,(N14+N14/2)/$CD$26,\"\")","v":""},null,null,null,null,null,{"$f":"IF(N14>0,(N14+N14/2)/$CD$26,\"\")","v":0.62420853848406765},null,null,null,{"$f":"IF(X13<0,(X13+X13/2)/$CD$26,\"\")","v":""},null,null,null,null,null,{"$f":"IF(X13>0,(X13+X13/2)/$CD$26,\"\")","v":3.0980997263551342},null,null,null,{"$f":"IF(AH14<0,(AH14+AH14/2)/$CD$26,\"\")","v":-0.54234351258968994},null,null,null,null,null,{"$f":"IF(AH14>0,(AH14+AH14/2)/$CD$26,\"\")","v":""},null,null,null,{"$f":"IF(AR13<0,(AR13+AR13/2)/$CD$26,\"\")","v":""},null,null,null,null,null,{"$f":"IF(AR13>0,(AR13+AR13/2)/$CD$26,\"\")","v":0.60152107469883964},null,null,null,{"$f":"IF(BB14<0,(BB14+BB14/2)/$CD$26,\"\")","v":""},null,null,null,null,null,{"$f":"IF(BB14>0,(BB14+BB14/2)/$CD$26,\"\")","v":5.2126125054537495E-2},null,null,null,{"$f":"IF(BL13<0,(BL13+BL13/2)/$CD$26,\"\")","v":-1.0218065413408424},null,null,null,null,null,{"$f":"IF(BL13>0,(BL13+BL13/2)/$CD$26,\"\")","v":""},null,null,null,{"$f":"IF(BV14<0,(BV14+BV14/2)/$CD$26,\"\")","v":""},null,null,null,null,null,{"$f":"IF(BV14>0,(BV14+BV14/2)/$CD$26,\"\")","v":0.64209410876005868}]
[]
[null,"kiriş faydalı yükseklik d (m)",null,null,null,null,null,{"$f":"O46-M3","v":0.66999999999999993},null,null,null,null,null,null,null,null,null,{"$f":"Y46-M3","v":0.66999999999999993},null,null,null,null,null,null,null,null,null,{"$f":"AI46-M3","v":0.66999999999999993},null,null,null,null,null,null,null,null,null,{"$f":"AS46-M3","v":0.66999999999999993},null,null,null,null,null,null,null,null,null,{"$f":"BC46-M3","v":0.66999999999999993},null,null,null,null,null,null,null,null,null,{"$f":"BM46-M3","v":0.66999999999999993},null,null,null,null,null,null,null,null,null,{"$f":"BW46-M3","v":0.66999999999999993}]
[]
[null,"kiriş kolon yüzünden d mesafede kesme kuvveti (KN)",null,null,null,null,null,{"$f":"(L20*L35-((0.5*L20*L35^2-O31-I32)/L35))-L20*(MIN(G4,G41)/2+H101)","v":25.564969988566233},null,null,null,null,null,null,{"$f":"((0.5*L20*L35^2-O31-I32)/L35)-L20*(MIN(Q4,Q41)/2+H101)","v":29.335030011433773},null,null,{"$f":"(V20*V35-((0.5*V20*V35^2-Y32-S31)/V35))-V20*(MIN(Q4,Q41)/2+R101)","v":24.402272971470314},null,null,null,null,null,null,{"$f":"((0.5*V20*V35^2-Y32-S31)/V35)-V20*(MIN(AA4,AA41)/2+R101)","v":22.197727028529691},null,null,{"$f":"(AF20*AF35-((0.5*AF20*AF35^2-AI31-AC32)/AF35))-AF20*(MIN(AA4,AA41)/2+AB101)","v":10.910278488404327},null,null,null,null,null,null,{"$f":"((0.5*AF20*AF35^2-AI31-AC32)/AF35)-AF20*(MIN(AK4,AK41)/2+AB101)","v":5.6897215115956765},null,null,{"$f":"(AP20*AP35-((0.5*AP20*AP35^2-AS32-AM31)/AP35))-AP20*(MIN(AK4,AK41)/2+AL101)","v":8.857128863861746},null,null,null,null,null,null,{"$f":"((0.5*AP20*AP35^2-AS32-AM31)/AP35)-AP20*(MIN(AU4,AU41)/2+AL101)","v":8.7428711361382554},null,null,{"$f":"(AZ20*AZ35-((0.5*AZ20*AZ35^2-BC31-AW32)/AZ35))-AZ20*(MIN(AU4,AU41)/2+AV101)","v":5.4223522485905367},null,null,null,null,null,null,{"$f":"((0.5*AZ20*AZ35^2-BC31-AW32)/AZ35)-AZ20*(MIN(BE4,BE41)/2+AV101)","v":4.2776477514094626},null,null,{"$f":"(BJ20*BJ35-((0.5*BJ20*BJ35^2-BM32-BG31)/BJ35))-BJ20*(MIN(BE4,BE41)/2+BF101)","v":4.000920842614212},null,null,null,null,null,null,{"$f":"((0.5*BJ20*BJ35^2-BM32-BG31)/BJ35)-BJ20*(MIN(BO4,BO41)/2+BF101)","v":5.6990791573857873},null,null,{"$f":"(BT20*BT35-((0.5*BT20*BT35^2-BW31-BQ32)/BT35))-BT20*(MIN(BO4,BO41)/2+BP101)","v":11.289040092365338},null,null,null,null,null,null,{"$f":"((0.5*BT20*BT35^2-BW31-BQ32)/BT35)-BT20*(MIN(BY4,BY41)/2+BP101)","v":12.110959907634664}]
[]
[null,"kiriş kolon yüzünden 2*h mesafede kesme kuvveti (KN)",null,null,null,null,null,{"$f":"(L20*L35-((0.5*L20*L35^2-O31-I32)/L35))-L20*(MIN(G4,G41)/2+2*O46)","v":14.61496998856623},null,null,null,null,null,null,{"$f":"((0.5*L20*L35^2-O31-I32)/L35)-L20*(MIN(Q4,Q41)/2+2*O46)","v":18.38503001143377},null,null,{"$f":"(V20*V35-((0.5*V20*V35^2-Y32-S31)/V35))-V20*(MIN(Q4,Q41)/2+2*Y46)","v":17.102272971470313},null,null,null,null,null,null,{"$f":"((0.5*V20*V35^2-Y32-S31)/V35)-V20*(MIN(AA4,AA41)/2+2*Y46)","v":14.89772702852969},null,null,{"$f":"(AF20*AF35-((0.5*AF20*AF35^2-AI31-AC32)/AF35))-AF20*(MIN(AA4,AA41)/2+2*AI46)","v":3.610278488404326},null,null,null,null,null,null,{"$f":"((0.5*AF20*AF35^2-AI31-AC32)/AF35)-AF20*(MIN(AK4,AK41)/2+2*AI46)","v":-1.6102784884043242},null,null,{"$f":"(AP20*AP35-((0.5*AP20*AP35^2-AS32-AM31)/AP35))-AP20*(MIN(AK4,AK41)/2+2*AS46)","v":1.5571288638617453},null,null,null,null,null,null,{"$f":"((0.5*AP20*AP35^2-AS32-AM31)/AP35)-AP20*(MIN(AU4,AU41)/2+2*AS46)","v":1.4428711361382547},null,null,{"$f":"(AZ20*AZ35-((0.5*AZ20*AZ35^2-BC31-AW32)/AZ35))-AZ20*(MIN(AU4,AU41)/2+2*BC46)","v":1.7723522485905363},null,null,null,null,null,null,{"$f":"((0.5*AZ20*AZ35^2-BC31-AW32)/AZ35)-AZ20*(MIN(BE4,BE41)/2+2*BC46)","v":0.62764775140946227},null,null,{"$f":"(BJ20*BJ35-((0.5*BJ20*BJ35^2-BM32-BG31)/BJ35))-BJ20*(MIN(BE4,BE41)/2+2*BM46)","v":0.35092084261421164},null,null,null,null,null,null,{"$f":"((0.5*BJ20*BJ35^2-BM32-BG31)/BJ35)-BJ20*(MIN(BO4,BO41)/2+2*BM46)","v":2.0490791573857869},null,null,{"$f":"(BT20*BT35-((0.5*BT20*BT35^2-BW31-BQ32)/BT35))-BT20*(MIN(BO4,BO41)/2+2*BW46)","v":0.33904009236533739},null,null,null,null,null,null,{"$f":"((0.5*BT20*BT35^2-BW31-BQ32)/BT35)-BT20*(MIN(BY4,BY41)/2+2*BW46)","v":1.1609599076346626}]
[]
[null,"kiriş kolon yüzü kesme kuvveti (KN)",null,null,null,null,null,{"$f":"(L20*L35-((0.5*L20*L35^2-O31-I32)/L35))-L20*MIN(G4,G41)/2","v":35.61496998856623},null,null,null,null,null,null,{"$f":"((0.5*L20*L35^2-O31-I32)/L35)-L20*MIN(Q4,Q41)/2","v":39.38503001143377},null,null,{"$f":"(V20*V35-((0.5*V20*V35^2-Y32-S31)/V35))-V20*MIN(Q4,Q41)/2","v":31.102272971470313},null,null,null,null,null,null,{"$f":"((0.5*V20*V35^2-Y32-S31)/V35)-V20*MIN(AA4,AA41)/2","v":28.89772702852969},null,null,{"$f":"(AF20*AF35-((0.5*AF20*AF35^2-AI31-AC32)/AF35))-AF20*MIN(AA4,AA41)/2","v":17.610278488404326},null,null,null,null,null,null,{"$f":"((0.5*AF20*AF35^2-AI31-AC32)/AF35)-AF20*MIN(AK4,AK41)/2","v":12.389721511595676},null,null,{"$f":"(AP20*AP35-((0.5*AP20*AP35^2-AS32-AM31)/AP35))-AP20*MIN(AK4,AK41)/2","v":15.557128863861745},null,null,null,null,null,null,{"$f":"((0.5*AP20*AP35^2-AS32-AM31)/AP35)-AP20*MIN(AU4,AU41)/2","v":15.442871136138255},null,null,{"$f":"(AZ20*AZ35-((0.5*AZ20*AZ35^2-BC31-AW32)/AZ35))-AZ20*MIN(AU4,AU41)/2","v":8.7723522485905363},null,null,null,null,null,null,{"$f":"((0.5*AZ20*AZ35^2-BC31-AW32)/AZ35)-AZ20*MIN(BE4,BE41)/2","v":7.6276477514094623},null,null,{"$f":"(BJ20*BJ35-((0.5*BJ20*BJ35^2-BM32-BG31)/BJ35))-BJ20*MIN(BE4,BE41)/2","v":7.3509208426142116},null,null,null,null,null,null,{"$f":"((0.5*BJ20*BJ35^2-BM32-BG31)/BJ35)-BJ20*MIN(BO4,BO41)/2","v":9.0490791573857869},null,null,{"$f":"(BT20*BT35-((0.5*BT20*BT35^2-BW31-BQ32)/BT35))-BT20*MIN(BO4,BO41)/2","v":21.339040092365337},null,null,null,null,null,null,{"$f":"((0.5*BT20*BT35^2-BW31-BQ32)/BT35)-BT20*MIN(BY4,BY41)/2","v":22.160959907634663}]
[]
[null,"kiriş kolon yüzü moment (KNm)",null,null,null,null,null,{"$f":"+I32-(L20*L35-((0.5*L20*L35^2-O31-I32)/L35))*MIN(G4,G41)/3","v":23.866581247345621},null,null,null,null,null,null,{"$f":"-O31-((0.5*L20*L35^2-O31-I32)/L35)*MIN(Q4,Q41)/3","v":33.605902973086799},null,null,{"$f":"+S31-(V20*V35-((0.5*V20*V35^2-Y32-S31)/V35))*MIN(Q4,Q41)/3","v":32.396708416893347},null,null,null,null,null,null,{"$f":"-Y32-((0.5*V20*V35^2-Y32-S31)/V35)*MIN(AA4,AA41)/3","v":25.599358426159789},null,null,{"$f":"+AC32-(AF20*AF35-((0.5*AF20*AF35^2-AI31-AC32)/AF35))*MIN(AA4,AA41)/3","v":13.593503707694069},null,null,null,null,null,null,{"$f":"-AI31-((0.5*AF20*AF35^2-AI31-AC32)/AF35)*MIN(AK4,AK41)/3","v":5.3276218277470342},null,null,{"$f":"+AM31-(AP20*AP35-((0.5*AP20*AP35^2-AS32-AM31)/AP35))*MIN(AK4,AK41)/3","v":7.2307516105564762},null,null,null,null,null,null,{"$f":"-AS32-((0.5*AP20*AP35^2-AS32-AM31)/AP35)*MIN(AU4,AU41)/3","v":7.0441306552747633},null,null,{"$f":"+AW32-(AZ20*AZ35-((0.5*AZ20*AZ35^2-BC31-AW32)/AZ35))*MIN(AU4,AU41)/3","v":5.6679253016984443},null,null,null,null,null,null,{"$f":"-BC31-((0.5*AZ20*AZ35^2-BC31-AW32)/AZ35)*MIN(BE4,BE41)/3","v":3.6952178848897219},null,null,{"$f":"+BG31-(BJ20*BJ35-((0.5*BJ20*BJ35^2-BM32-BG31)/BJ35))*MIN(BE4,BE41)/3","v":3.507685967032188},null,null,null,null,null,null,{"$f":"-BM32-((0.5*BJ20*BJ35^2-BM32-BG31)/BJ35)*MIN(BO4,BO41)/3","v":6.4341787961552015},null,null,{"$f":"+BQ32-(BT20*BT35-((0.5*BT20*BT35^2-BW31-BQ32)/BT35))*MIN(BO4,BO41)/3","v":8.5493883124758909},null,null,null,null,null,null,{"$f":"-BW31-((0.5*BT20*BT35^2-BW31-BQ32)/BT35)*MIN(BY4,BY41)/3","v":9.8096653625555348}]