{"text_format":"1","workbook":"xlsx","n_sheets":6,"sheets":["2_aciklikli","3_aciklikli","4_aciklikli","5_aciklikli","6_aciklikli","7_aciklikli"],"not_rendered":{"charts":0,"images":1,"macros":1,"external_links":0,"defined_names":0,"comments":0,"pivot_tables":0},"unopened":[],"bounds":{"document_bytes":16777216,"sheet_cells":100000,"rows_first":2000,"rows_last":500,"rows_between":2000,"halvings":0,"cell_chars":16384,"cell_head_chars":4096},"cells_cut":0,"cells_raw":0,"read":"whole","date_system":"1900"}

{"sheet":"2_aciklikli","index":0,"n_rows":137,"n_cols":40,"rows_kept":137,"cut":false,"hidden":false,"merged":[[136,18,138,21],[136,22,138,23],[136,24,138,27],[90,27,90,28],[91,25,91,26],[123,24,127,27],[128,18,132,21],[128,22,132,23],[128,24,132,27],[133,18,135,21],[133,22,135,23],[133,24,135,27],[119,22,119,23],[120,22,120,23],[121,22,121,23],[122,22,122,23],[123,18,127,21],[123,22,127,23],[114,22,114,23],[115,22,115,23],[116,22,116,23],[117,22,117,23],[118,22,118,23],[109,22,109,23],[110,22,110,23],[111,22,111,23],[112,22,112,23],[113,22,113,23],[104,22,104,23],[105,22,105,23],[106,22,106,23],[107,22,107,23],[108,22,108,23],[133,2,135,7],[133,8,135,11],[133,12,135,13],[133,14,135,17],[136,2,138,7],[136,8,138,11],[136,12,138,13],[136,14,138,17],[123,14,127,17],[128,2,132,7],[128,8,132,11],[128,12,132,13],[128,14,132,17],[119,12,119,13],[120,12,120,13],[121,12,121,13],[122,12,122,13],[123,2,127,7],[123,8,127,11],[123,12,127,13],[114,12,114,13],[115,12,115,13],[116,12,116,13],[117,12,117,13],[118,12,118,13],[109,12,109,13],[110,12,110,13],[111,12,111,13],[112,12,112,13],[113,12,113,13],[104,12,104,13],[105,12,105,13],[106,12,106,13],[107,12,107,13],[108,12,108,13],[63,23,63,24],[99,2,102,7],[99,8,102,17],[103,12,103,13],[99,18,102,27],[103,22,103,23],[19,22,19,23],[19,16,19,17],[19,18,19,19],[37,19,38,19],[40,12,40,13],[22,15,22,16],[22,19,22,20],[43,25,45,25],[47,12,47,13],[47,22,47,23],[33,22,33,23],[40,22,40,23],[20,19,20,20],[21,15,21,16],[21,19,21,20],[85,14,85,15],[85,20,85,21],[86,14,86,15],[1,1,1,36],[2,13,2,14],[3,17,3,18],[5,19,6,19],[42,8,42,9],[42,18,42,19],[43,15,45,15],[20,17,22,17],[13,29,15,29],[24,29,26,29],[33,12,33,13],[35,7,35,8],[35,17,35,18],[23,17,24,17],[25,17,27,17],[28,17,29,17],[20,15,20,16],[18,12,18,13],[19,12,19,13],[18,22,18,23],[9,17,10,17],[11,17,13,17],[14,17,15,17],[35,27,35,28],[14,14,14,15],[16,19,16,20],[49,14,49,15],[49,20,49,21],[57,16,57,17],[60,14,60,15],[60,20,60,21],[82,7,82,8],[83,18,83,19],[16,17,18,17],[86,20,86,21],[88,16,88,17],[91,10,91,11],[97,14,97,15],[97,20,97,21],[58,18,58,19],[61,14,61,15],[61,20,61,21],[63,11,63,12],[72,14,72,15],[72,20,72,21],[74,14,74,15],[74,20,74,21]]}
[]
[null,"SABİT MESNETLİ ÇERÇEVE CROSS ( 2 açıklıklı )\n(inş.müh. Gürcan BERBEROĞLU tel:0532 366 02 04   www.betoncelik.com )                                                                                                                                                                     "]
[null,null,null,null,null,null,null,null,"pas payı  d ' =",null,null,null,null,0.03,null,"m",null,null,null,null,null,null,"dikkat sadece sarı hücrelere rakam giriniz."]
[null,null,null,null,null,null,null,null,null,null,null,null,null,null,null,null,null,0.5,null,"m",null,null,null,null,null,null,null,null,null,null,null,null,null,null,null,null,null,null,null,"Not : baş ve sonda kirişe oturan mesnet durumunda kirişin kolon yüzü kesme kuvveti dikkate alınır."]
[null,null,null,null,null,null,null,null,null,null,null,null,null,null,null,null,null,null,null,"m"]
[null,null,null,null,null,null,null,null,null,null,null,null,null,null,null,null,null,null,null,0.6]
[]
[]
[]
[null,null,null,null,null,null,null,null,null,null,null,null,null,null,null,null,null,"dm4"]
[]
[null,null,null,null,null,null,null,null,null,null,null,null,null,null,null,null,null,{"$f":"T6*R4^3/12*10000","v":62.499999999999993}]
[null,null,null,null,null,null,null,null,null,null,null,null,null,null,null,null,null,null,null,null,null,null,null,null,null,null,null,null,null,"m"]
[null,null,null,null,null,null,null,null,null,null,null,null,null,null,null,null,null,null,null,null,null,null,null,null,null,null,null,null,null,3]
[null,null,null,null,null,null,null,null,null,null,null,null,null,null,{"$f":"-(P21+T21)*R21","v":-1.609540864219339},null,null,"I ="]
[]
[null,null,null,null,null,null,null,null,null,null,null,null,null,null,null,null,null,{"$f":"(4*R12/AD14)/((4*R12/AD14)+(3*W20/W34)+(4*R26/AD25)+(3*M20/M34))","v":0.23724231992178199},null,{"$f":"-(P21+T21)*R17","v":-1.609540864219339}]
[]
[null,null,null,null,null,null,null,null,null,null,null,"q =",10,null,"KN/m",null,null,null,null,null,null,"q =",10,null,"KN/m"]
[null,null,null,null,null,null,null,null,null,null,null,"I =",{"$f":"(M41*I43^3/12+I43*M41*(((I43*M41*I43/2+M48*(P44-I43)*((P44-I43)/2+I43))/(M41*I43+(P44-I43)*M48))-I43/2)^2+M48*(P44-I43)^3/12+M48*(P44-I43)*(P44-((I43*M41*I43/2+M48*(P44-I43)*((P44-I43)/2+I43))/(M41*I43+(P44-I43)*M48))-(P44-I43)/2)^2)*10000","v":127.66666666666663},null,"dm4",null,{"$f":"(3*M20/M34)/((4*R12/AD14)+(3*W20/W34)+(4*R26/AD25)+(3*M20/M34))","v":0.28321187074298954},null,{"$f":"(3*W20/W34)/((4*R12/AD14)+(3*W20/W34)+(4*R26/AD25)+(3*M20/M34))","v":0.24230348941344662},null,null,"I =",{"$f":"(W41*S43^3/12+S43*W41*(((S43*W41*S43/2+W48*(Z44-S43)*((Z44-S43)/2+S43))/(W41*S43+(Z44-S43)*W48))-S43/2)^2+W48*(Z44-S43)^3/12+W48*(Z44-S43)*(Z44-((S43*W41*S43/2+W48*(Z44-S43)*((Z44-S43)/2+S43))/(W41*S43+(Z44-S43)*W48))-(Z44-S43)/2)^2)*10000","v":127.66666666666663},null,"dm4"]
[null,null,null,null,null,null,null,null,null,null,null,null,null,null,null,{"$f":"-M19*M34^2/8","v":-18.528125000000003},null,{"$f":"(4*R26/AD25)/((4*R12/AD14)+(3*W20/W34)+(4*R26/AD25)+(3*M20/M34))","v":0.23724231992178199},null,{"$f":"W19*W34^2/8","v":25.3125}]
[null,null,null,null,null,null,null,null,null,null,null,null,null,null,null,{"$f":"-(P21+T21)*Q20","v":-1.9214155355719689},null,null,null,{"$f":"-(P21+T21)*S20","v":-1.6438777359893513}]
[null,null,null,null,null,null,null,null,null,null,null,null,null,null,null,{"$f":"SUM(P21:Q22)","v":-20.449540535571973},null,null,null,{"$f":"SUM(T21:U22)","v":23.668622264010647}]
[null,null,null,null,null,null,null,null,null,null,null,null,null,null,null,null,null,"dm4",null,null,null,null,null,null,null,null,null,null,null,"m"]
[null,null,null,null,null,null,null,null,null,null,null,null,null,null,null,null,null,null,null,null,null,null,null,null,null,null,null,null,null,3]
[null,null,null,null,null,null,null,null,null,null,null,null,null,null,null,null,null,{"$f":"T38*R36^3/12*10000","v":62.499999999999993}]
[]
[]
[null,null,null,null,null,null,null,null,null,null,null,null,null,null,null,null,null,"I ="]
[]
[]
[]
[]
[null,null,null,null,null,null,null,null,null,null,null,null,3.85,null,"m",null,null,null,null,null,null,null,4.5,null,"m"]
[]
[null,null,"mesnet genişliği=",null,null,null,null,0.25,null,"m",null,null,null,null,null,null,null,0.5,null,"m",null,null,"mesnet genişliği=",null,null,null,null,0.25,null,"m"]
[null,null,null,null,null,null,null,null,null,null,null,null,null,null,null,null,null,null,null,"m"]
[null,null,null,null,null,null,null,null,null,null,null,null,null,null,null,null,null,null,null,0.6]
[]
[]
[null,null,null,null,null,null,null,null,null,null,null,null,1.2,null,"m",null,null,null,null,null,null,null,1.2,null,"m"]
[]
[null,null,null,null,null,null,null,null,0.1,null,"m",null,null,null,null,"m",null,null,0.1,null,"m",null,null,null,null,"m"]
[null,null,null,null,null,null,null,null,null,null,null,null,null,null,null,0.7,null,null,null,null,null,null,null,null,null,0.7]
[]
[]
[]
[null,null,null,null,null,null,null,null,null,null,null,null,0.25,null,"m",null,null,null,null,null,null,null,0.25,null,"m"]
[]
[null,null,null,null,null,null,null,null,null,null,null,null,null,null,{"$f":"IF(T17<0,T17/2,\"\")","v":-0.80477043210966948},null,null,null,null,null,{"$f":"IF(T17>0,T17/2,\"\")","v":""}]
[]
[]
[]
[]
[null,null,null,null,null,"moment diyagramı (KNm)"]
[]
[]
[null,null,null,null,null,null,null,null,null,null,null,null,null,null,null,null,{"$f":"IF(P23=0,\"\",+P23)","v":-20.449540535571973}]
[null,null,null,null,null,null,null,null,null,null,null,null,null,null,null,null,null,null,{"$f":"IF(T23=0,\"\",-T23)","v":-23.668622264010647}]
[]
[null,null,null,null,null,null,null,null,null,null,null,null,null,null,{"$f":"IF(T17>0,-T17,\"\")","v":""},null,null,null,null,null,{"$f":"IF(T17<0,-T17,\"\")","v":1.609540864219339}]
[null,null,null,null,null,null,null,null,null,null,null,null,null,null,{"$f":"IF(O15<0,O15,\"\")","v":-1.609540864219339},null,null,null,null,null,{"$f":"IF(O15>0,O15,\"\")","v":""}]
[]
[null,null,null,null,null,null,null,null,null,null,null,{"$f":"IF(M115=0,\"\",+M115)","v":9.7139929785152486},null,null,null,null,null,null,null,null,null,null,null,{"$f":"+W115","v":14.861407830652507}]
[]
[]
[]
[]
[]
[]
[]
[]
[null,null,null,null,null,null,null,null,null,null,null,null,null,null,{"$f":"IF(O15>0,-O15/2,\"\")","v":""},null,null,null,null,null,{"$f":"IF(O15<0,-O15/2,\"\")","v":0.80477043210966948}]
[]
[null,null,null,null,null,null,null,null,null,null,null,null,null,null,{"$f":"IF(T17<0,(T17+T17/2)/$AD$14,\"\")","v":-0.80477043210966948},null,null,null,null,null,{"$f":"IF(T17>0,(T17+T17/2)/$AD$14,\"\")","v":""}]
[]
[]
[]
[]
[null,null,null,null,null,"kesme kuvveti diyagramı (KN)"]
[]
[]
[null,null,null,null,null,null,null,{"$f":"+M107","v":13.938431029721565}]
[null,null,null,null,null,null,null,null,null,null,null,null,null,null,null,null,null,null,{"$f":"+W107","v":27.759693836446811}]
[]
[null,null,null,null,null,null,null,null,null,null,null,null,null,null,{"$f":"IF(O75<0,O75,\"\")","v":-0.80477043210966948},null,null,null,null,null,{"$f":"IF(U75>0,U75,\"\")","v":""}]
[null,null,null,null,null,null,null,null,null,null,null,null,null,null,{"$f":"IF(O98<0,O98,\"\")","v":-0.80477043210966948},null,null,null,null,null,{"$f":"IF(U98>0,U98,\"\")","v":""}]
[]
[null,null,null,null,null,null,null,null,null,null,null,null,null,null,null,null,{"$f":"-M108","v":-24.561568970278437}]
[]
[null,null,null,null,null,null,null,null,null,null,null,null,null,null,null,null,null,null,null,null,null,null,null,null,null,null,null,{"$f":"-W108","v":-17.240306163553189}]
[null,null,null,null,null,null,null,null,null,"x=",{"$f":"+M114","v":1.3938431029721565},null,"m",null,null,null,null,null,null,null,null,null,null,null,"x=",{"$f":"+W34-W114","v":1.7240306163553187},null,"m"]
[]
[]
[]
[]
[]
[null,null,null,null,null,null,null,null,null,null,null,null,null,null,{"$f":"IF(O15<0,(O15+O15/2)/$AD$25,\"\")","v":-0.80477043210966948},null,null,null,null,null,{"$f":"IF(O15>0,(O15+O15/2)/$AD$25,\"\")","v":""}]
[]
[null,null,"kiriş faydalı yükseklik \nd = h - d'     (m)",null,null,null,null,null,{"$f":"P44-N3","v":0.66999999999999993},null,null,null,null,null,null,null,null,null,{"$f":"Z44-N3","v":0.66999999999999993}]
[]
[]
[]
[null,null,null,null,null,null,null,null,"yayılı yük =",null,null,null,{"$f":"+M19","v":10},null,"KN/m",null,null,null,"yayılı yük =",null,null,null,{"$f":"+W19","v":10},null,"KN/m"]
[null,null,null,null,null,null,null,null,"sol moment=",null,null,null,0,null,"KNm",null,null,null,"sol moment=",null,null,null,{"$f":"+T23","v":23.668622264010647},null,"KNm"]
[null,null,null,null,null,null,null,null,"sağ moment=",null,null,null,{"$f":"-P23","v":20.449540535571973},null,"KNm",null,null,null,"sağ moment=",null,null,null,0,null,"KNm"]
[null,null,null,null,null,null,null,null,null,null,null,"A=",{"$f":"(M104*M109*M109/2+M105-M106)/M109","v":13.938431029721565},null,"KN",null,null,null,null,null,null,"A=",{"$f":"(W104*W109*W109/2+W105-W106)/W109","v":27.759693836446811},null,"KN"]
[null,null,null,null,null,null,null,null,null,null,null,"B=",{"$f":"M104*M109-M107","v":24.561568970278437},null,"KN",null,null,null,null,null,null,"B=",{"$f":"W104*W109-W107","v":17.240306163553189},null,"KN"]
[null,null,null,null,null,null,null,null,null,null,null,"L=",{"$f":"+M34","v":3.85},null,"m",null,null,null,null,null,null,"L=",{"$f":"+W34","v":4.5},null,"m"]
[null,null,null,null,null,null,null,null,"sol mes.gen=",null,null,null,{"$f":"+H36","v":0.25},null,"m",null,null,null,"sol mes.gen=",null,null,null,{"$f":"+R36","v":0.5},null,"m"]
[null,null,null,null,null,null,null,null,"sağ mes.gen=",null,null,null,{"$f":"+R36","v":0.5},null,"m",null,null,null,"sağ mes.gen=",null,null,null,{"$f":"+AB36","v":0.25},null,"m"]
[null,null,null,null,null,null,null,null,null,null,null,"d=",{"$f":"+I100","v":0.66999999999999993},null,"m",null,null,null,null,null,null,"d=",{"$f":"+S100","v":0.66999999999999993},null,"m"]
[null,null,null,null,null,null,null,null,null,null,null,"h=",{"$f":"+P44","v":0.7},null,"m",null,null,null,null,null,null,"h=",{"$f":"+Z44","v":0.7},null,"m"]
[null,null,null,null,null,null,null,null,null,null,null,"x=",{"$f":"((M107*M109)/(M107+M108))","v":1.3938431029721565},null,"m",null,null,null,null,null,null,"x=",{"$f":"((W107*W109)/(W107+W108))","v":2.7759693836446813},null,"m"]
[null,null,null,null,null,null,null,null,null,null,"Maç=",null,{"$f":"((((M105-M106)/M109+M104*M109*0.5)^2/(2*M104))-M105)","v":9.7139929785152486},null,"KNm",null,null,null,null,null,"Maç=",null,{"$f":"((((W105-W106)/W109+W104*W109*0.5)^2/(2*W104))-W105)","v":14.861407830652507},null,"KNm"]
[null,null,null,null,null,null,null,null,"sol mesnet yüzü kesme kuv. =",null,null,null,{"$f":"(M107-M104*M110/2)","v":12.688431029721565},null,"KN",null,null,null,"sol mesnet yüzü kesme kuv. =",null,null,null,{"$f":"(W107-W104*W110/2)","v":25.259693836446811},null,"KN"]
[null,null,null,null,null,null,null,null,"sol mesnet yüzünden d mesafede kesme kuv. =",null,null,null,{"$f":"(M107-(M104*(M112+M110/2)))","v":5.9884310297215659},null,"KN",null,null,null,"sol mesnet yüzünden d mesafede kesme kuv. =",null,null,null,{"$f":"(W107-(W104*(W112+W110/2)))","v":18.559693836446812},null,"KN"]
[null,null,null,null,null,null,null,null,"sol mesnet yüzünden 2*h mesafede kesme kuv. =",null,null,null,{"$f":"(M107-(M104*(2*M113+M110/2)))","v":-1.3115689702784348},null,"KN",null,null,null,"sol mesnet yüzünden 2*h mesafede kesme kuv. =",null,null,null,{"$f":"(W107-(W104*(2*W113+W110/2)))","v":11.259693836446811},null,"KN"]
[null,null,null,null,null,null,null,null,"sol mesnet yüzü moment =",null,null,null,{"$f":"M105-((M107+M116)/2*M110/2)","v":-1.6641788787151957},null,"KNm",null,null,null,"sol mesnet yüzü moment =",null,null,null,{"$f":"W105-((W107+W116)/2*W110/2)","v":17.041198804898944},null,"KNm"]
[null,null,null,null,null,null,null,null,"sağ mesnet yüzü kesme kuv. =",null,null,null,{"$f":"(M108-M104*M111/2)","v":22.061568970278437},null,"KN",null,null,null,"sağ mesnet yüzü kesme kuv. =",null,null,null,{"$f":"(W108-W104*W111/2)","v":15.990306163553189},null,"KN"]
[null,null,null,null,null,null,null,null,"sağ mesnet yüzünden d mesafede kesme kuv. =",null,null,null,{"$f":"(M108-(M104*(M112+M111/2)))","v":15.361568970278437},null,"KN",null,null,null,"sağ mesnet yüzünden d mesafede kesme kuv. =",null,null,null,{"$f":"(W108-(W104*(W112+W111/2)))","v":9.2903061635531898},null,"KN"]
[null,null,null,null,null,null,null,null,"sağ mesnet yüzünden 2*h mesafede kesme kuv. =",null,null,null,{"$f":"(M108-(M104*(2*M113+M111/2)))","v":8.0615689702784366},null,"KN",null,null,null,"sağ mesnet yüzünden 2*h mesafede kesme kuv. =",null,null,null,{"$f":"(W108-(W104*(2*W113+W111/2)))","v":1.9903061635531891},null,"KN"]
[null,null,null,null,null,null,null,null,"sağ mesnet yüzü moment =",null,null,null,{"$f":"M106-((M108+M120)/2*M111/2)","v":14.621648293002364},null,"KNm",null,null,null,"sağ mesnet yüzü moment =",null,null,null,{"$f":"(W106-((W108+W120)/2*W111/2))","v":-2.0769132704441486},null,"KNm"]
[null,null,"kiriş kolon yüzünden d mesafede kesme kuvveti (KN)",null,null,null,null,null,"---",null,null,null,null,null,{"$f":"+M121","v":15.361568970278437},null,null,null,{"$f":"+W117","v":18.559693836446812},null,null,null,null,null,"---"]
[]
[]
[]
[]
[null,null,"kiriş kolon yüzünden 2*h mesafede kesme kuvveti (KN)",null,null,null,null,null,{"$f":"+M118","v":-1.3115689702784348},null,null,null,null,null,{"$f":"+M122","v":8.0615689702784366},null,null,null,{"$f":"+W118","v":11.259693836446811},null,null,null,null,null,{"$f":"+W122","v":1.9903061635531891}]
[]
[]
[]
[]
[null,null,"kiriş kolon yüzü kesme kuvveti (KN)",null,null,null,null,null,{"$f":"+M116","v":12.688431029721565},null,null,null,null,null,{"$f":"+M120","v":22.061568970278437},null,null,null,{"$f":"+W116","v":25.259693836446811},null,null,null,null,null,{"$f":"+W120","v":15.990306163553189}]
[]
[]
[null,null,"kiriş kolon yüzü moment (KNm)",null,null,null,null,null,{"$f":"+M119","v":-1.6641788787151957},null,null,null,null,null,{"$f":"+M123","v":14.621648293002364},null,null,null,{"$f":"+W119","v":17.041198804898944},null,null,null,null,null,{"$f":"+W123","v":-2.0769132704441486}]

{"sheet":"3_aciklikli","index":1,"n_rows":137,"n_cols":46,"rows_kept":137,"cut":false,"hidden":false,"merged":[[42,8,42,9],[43,15,45,15],[47,12,47,13],[42,18,42,19],[43,25,45,25],[47,22,47,23],[19,12,19,13],[40,12,40,13],[35,17,35,18],[19,16,19,17],[19,18,19,19],[19,22,19,23],[23,25,23,26],[26,19,26,20],[26,25,26,26],[27,19,27,20],[27,25,27,26],[29,19,29,20],[29,25,29,26],[28,15,28,16],[28,17,29,17],[28,19,28,20],[28,25,28,26],[35,27,35,28],[37,19,38,19],[37,29,38,29],[40,22,40,23],[33,12,33,13],[33,22,33,23],[33,32,33,33],[30,19,30,20],[30,25,30,26],[30,15,30,16],[30,29,30,30],[28,27,29,27],[26,29,26,30],[27,15,27,16],[24,19,24,20],[24,25,24,26],[28,29,28,30],[24,39,26,39],[29,15,29,16],[25,17,27,17],[25,19,25,20],[25,25,25,26],[25,27,27,27],[16,27,18,27],[18,12,18,13],[18,22,18,23],[18,32,18,33],[16,17,18,17],[16,19,16,20],[16,24,16,25],[20,29,20,30],[21,15,21,16],[21,19,21,20],[21,25,21,26],[20,15,20,16],[20,17,22,17],[20,19,20,20],[20,25,20,26],[20,27,22,27],[22,19,22,20],[22,25,22,26],[19,32,19,33],[13,39,15,39],[14,14,14,15],[14,17,15,17],[14,19,14,20],[14,24,14,25],[14,27,15,27],[14,29,14,30],[15,19,15,20],[15,24,15,25],[11,14,11,15],[11,17,13,17],[11,19,11,20],[11,24,11,25],[11,27,13,27],[13,14,13,15],[13,19,13,20],[13,24,13,25],[13,29,13,30],[1,1,1,42],[2,13,2,14],[3,17,3,18],[3,27,3,28],[5,19,6,19],[5,29,6,29],[40,32,40,33],[42,28,42,29],[43,35,45,35],[9,29,9,30],[10,14,10,15],[10,19,10,20],[10,24,10,25],[10,29,10,30],[9,14,9,15],[9,17,10,17],[9,19,9,20],[9,24,9,25],[9,27,10,27],[11,29,11,30],[12,14,12,15],[12,19,12,20],[12,24,12,25],[12,29,12,30],[72,14,72,15],[61,20,61,21],[60,20,60,21],[60,30,60,31],[60,24,60,25],[61,24,61,25],[72,30,72,31],[72,24,72,25],[61,30,61,31],[65,22,65,23],[63,33,63,34],[19,26,19,27],[19,28,19,29],[25,15,25,16],[23,17,24,17],[23,19,23,20],[63,11,63,12],[91,10,91,11],[56,18,56,19],[56,26,56,27],[58,16,58,17],[58,28,58,29],[47,32,47,33],[49,14,49,15],[49,20,49,21],[49,24,49,25],[49,30,49,31],[61,14,61,15],[60,14,60,15],[22,29,22,30],[23,15,23,16],[24,29,24,30],[23,27,24,27],[72,20,72,21],[74,24,74,25],[74,30,74,31],[97,14,97,15],[97,20,97,21],[97,24,97,25],[97,30,97,31],[85,30,85,31],[86,30,86,31],[85,14,85,15],[86,14,86,15],[83,18,83,19],[88,26,88,27],[88,16,88,17],[82,28,82,29],[91,20,91,21],[107,22,107,23],[104,22,104,23],[105,22,105,23],[108,22,108,23],[113,22,113,23],[114,22,114,23],[109,22,109,23],[74,14,74,15],[74,20,74,21],[123,2,127,7],[123,8,127,11],[123,14,127,17],[123,12,127,13],[123,18,127,21],[123,22,127,23],[123,24,127,27],[123,28,127,31],[123,32,127,33],[133,18,135,21],[133,22,135,23],[133,24,135,27],[136,18,138,21],[136,22,138,23],[136,24,138,27],[128,2,132,7],[133,2,135,7],[136,2,138,7],[133,8,135,11],[133,14,135,17],[133,12,135,13],[136,8,138,11],[136,12,138,13],[136,14,138,17],[128,8,132,11],[128,12,132,13],[128,14,132,17],[128,18,132,21],[128,22,132,23],[128,24,132,27],[133,34,135,37],[136,28,138,31],[136,32,138,33],[136,34,138,37],[112,32,112,33],[113,32,113,33],[114,32,114,33],[115,32,115,33],[116,32,116,33],[117,32,117,33],[118,32,118,33],[119,32,119,33],[120,32,120,33],[123,34,127,37],[128,28,132,31],[128,32,132,33],[128,34,132,37],[121,32,121,33],[122,32,122,33],[118,22,118,23],[119,22,119,23],[120,22,120,23],[122,22,122,23],[117,22,117,23],[112,22,112,23],[121,22,121,23],[133,28,135,31],[133,32,135,33],[35,37,35,38],[35,7,35,8],[103,12,103,13],[104,12,104,13],[105,12,105,13],[106,12,106,13],[107,12,107,13],[108,12,108,13],[109,12,109,13],[103,32,103,33],[104,32,104,33],[105,32,105,33],[106,32,106,33],[107,32,107,33],[108,32,108,33],[109,32,109,33],[82,7,82,8],[89,37,89,38],[99,2,102,7],[99,8,102,17],[99,18,102,27],[99,28,102,37],[103,22,103,23],[106,22,106,23],[91,35,91,36],[119,12,119,13],[120,12,120,13],[121,12,121,13],[122,12,122,13],[85,20,85,21],[86,20,86,21],[85,24,85,25],[86,24,86,25],[110,12,110,13],[111,12,111,13],[112,12,112,13],[113,12,113,13],[114,12,114,13],[115,12,115,13],[116,12,116,13],[117,12,117,13],[118,12,118,13],[110,32,110,33],[111,32,111,33],[110,22,110,23],[115,22,115,23],[116,22,116,23],[111,22,111,23]]}
[]
[null,"SABİT MESNETLİ ÇERÇEVE CROSS ( 3 açıklıklı )\n(inş.müh. Gürcan BERBEROĞLU tel:0532 366 02 04   www.betoncelik.com )                                                                                                                                                                     "]
[null,null,null,null,null,null,null,null,"pas payı  d ' =",null,null,null,null,0.03,null,"m",null,null,null,null,null,null,null,null,"dikkat sadece sarı hücrelere rakam giriniz."]
[null,null,null,null,null,null,null,null,null,null,null,null,null,null,null,null,null,0.5,null,"m",null,null,null,null,null,null,null,0.5,null,"m",null,null,null,null,null,null,null,null,null,null,null,null,null,null,null,"Not : baş ve sonda kirişe oturan mesnet durumunda kirişin kolon yüzü kesme kuvveti dikkate alınır."]
[null,null,null,null,null,null,null,null,null,null,null,null,null,null,null,null,null,null,null,"m",null,null,null,null,null,null,null,null,null,"m"]
[null,null,null,null,null,null,null,null,null,null,null,null,null,null,null,null,null,null,null,0.6,null,null,null,null,null,null,null,null,null,0.6]
[]
[]
[]
[null,null,null,null,null,null,null,null,null,null,null,null,null,null,{"$f":"SUM(O11:P15)","v":5.2506492736111419},null,null,"dm4",null,null,null,null,null,null,null,null,null,"dm4",null,{"$f":"SUM(AD11:AE15)","v":-1.1015063673837853}]
[null,null,null,null,null,null,null,null,null,null,null,null,null,null,{"$f":"-T29*R21","v":7.0445382733671084E-7}]
[null,null,null,null,null,null,null,null,null,null,null,null,null,null,{"$f":"-T27*R21","v":4.1254193393272386E-5},null,null,{"$f":"T6*R4^3/12*10000","v":62.499999999999993},null,{"$f":"SUM(T13:U17)","v":5.2506492736111419},null,null,null,null,{"$f":"SUM(Y13:Z17)","v":-1.1015063673837853},null,null,{"$f":"AD6*AB4^3/12*10000","v":62.499999999999993},null,{"$f":"-(Z28)*AB17","v":-5.3908880928451457E-6}]
[null,null,null,null,null,null,null,null,null,null,null,null,null,null,{"$f":"-T25*R21","v":2.4159262204079854E-3},null,null,null,null,{"$f":"-T29*R17","v":7.0445382733671084E-7},null,null,null,null,null,null,null,null,null,{"$f":"-(Z26)*AB17","v":-3.1570094634097729E-4},null,null,null,null,null,null,null,null,null,"m"]
[null,null,null,null,null,null,null,null,null,null,null,null,null,null,{"$f":"-T23*R21","v":0.14148136279902745},null,null,null,null,{"$f":"-T27*R17","v":4.1254193393272386E-5},null,null,null,null,{"$f":"-(Z28)*AB21","v":-5.3908880928451457E-6},null,null,null,null,{"$f":"-(Z24)*AB17","v":-1.8488064638712869E-2},null,null,null,null,null,null,null,null,null,3]
[null,null,null,null,null,null,null,null,null,null,null,null,null,null,{"$f":"-(P21+T21)*R21","v":5.1067100259444862},null,null,"I =",null,{"$f":"-T25*R17","v":2.4159262204079854E-3},null,null,null,null,{"$f":"-(Z26)*AB21","v":-3.1570094634097729E-4},null,null,"I =",null,{"$f":"-(Z21+Z22+AD21)*AB17","v":-1.0826972109106385}]
[null,null,null,null,null,null,null,null,null,null,null,null,null,null,null,null,null,null,null,{"$f":"-T23*R17","v":0.14148136279902745},null,null,null,null,{"$f":"-(Z24)*AB21","v":-1.8488064638712869E-2}]
[null,null,null,null,null,null,null,null,null,null,null,null,null,null,null,null,null,{"$f":"(4*R12/AN14)/((4*R12/AN14)+(4*W20/W34)+(4*R26/AN25)+(3*M20/M34))","v":0.23456658492376592},null,{"$f":"-(P21+T21)*R17","v":5.1067100259444862},null,null,null,null,{"$f":"-(Z21+Z22+AD21)*AB21","v":-1.0826972109106385},null,null,{"$f":"(4*AB12/AN14)/((4*AB12/AN14)+(4*AB26/AN25)+(4*W20/W34)+(3*AG20/AG34))","v":0.23456658492376586}]
[]
[null,null,null,null,null,null,null,null,null,null,null,"q =",55,null,"KN/m",null,null,null,null,null,null,"q =",35,null,"KN/m",null,null,null,null,null,null,"q =",45,null,"KN/m"]
[null,null,null,null,null,null,null,null,null,null,null,"I =",{"$f":"(M41*I43^3/12+I43*M41*(((I43*M41*I43/2+M48*(P44-I43)*((P44-I43)/2+I43))/(M41*I43+(P44-I43)*M48))-I43/2)^2+M48*(P44-I43)^3/12+M48*(P44-I43)*(P44-((I43*M41*I43/2+M48*(P44-I43)*((P44-I43)/2+I43))/(M41*I43+(P44-I43)*M48))-(P44-I43)/2)^2)*10000","v":127.66666666666663},null,"dm4",null,{"$f":"(3*M20/M34)/((4*R12/AN14)+(4*W20/W34)+(4*R26/AN25)+(3*M20/M34))","v":0.26951700607740697},null,{"$f":"(4*W20/W34)/((4*R12/AN14)+(4*W20/W34)+(4*R26/AN25)+(3*M20/M34))","v":0.2613498240750613},null,null,"I =",{"$f":"(W41*S43^3/12+S43*W41*(((S43*W41*S43/2+W48*(Z44-S43)*((Z44-S43)/2+S43))/(W41*S43+(Z44-S43)*W48))-S43/2)^2+W48*(Z44-S43)^3/12+W48*(Z44-S43)*(Z44-((S43*W41*S43/2+W48*(Z44-S43)*((Z44-S43)/2+S43))/(W41*S43+(Z44-S43)*W48))-(Z44-S43)/2)^2)*10000","v":127.66666666666663},null,"dm4",null,{"$f":"(4*W20/W34)/((4*AB12/AN14)+(4*AB26/AN25)+(4*W20/W34)+(3*AG20/AG34))","v":0.26134982407506124},null,{"$f":"(3*AG20/AG34)/((4*AB12/AN14)+(4*AB26/AN25)+(4*W20/W34)+(3*AG20/AG34))","v":0.26951700607740692},null,null,"I =",{"$f":"(AG41*AC43^3/12+AC43*AG41*(((AC43*AG41*AC43/2+AG48*(AJ44-AC43)*((AJ44-AC43)/2+AC43))/(AG41*AC43+(AJ44-AC43)*AG48))-AC43/2)^2+AG48*(AJ44-AC43)^3/12+AG48*(AJ44-AC43)*(AJ44-((AC43*AG41*AC43/2+AG48*(AJ44-AC43)*((AJ44-AC43)/2+AC43))/(AG41*AC43+(AJ44-AC43)*AG48))-(AJ44-AC43)/2)^2)*10000","v":127.66666666666663},null,"dm4"]
[null,null,null,null,null,null,null,null,null,null,null,null,null,null,null,{"$f":"-M19*M34^2/8","v":-110},null,{"$f":"(4*R26/AN25)/((4*R12/AN14)+(4*W20/W34)+(4*R26/AN25)+(3*M20/M34))","v":0.23456658492376592},null,{"$f":"W19*W34^2/12","v":88.229166666666671},null,null,null,null,null,{"$f":"-W19*W34^2/12","v":-88.229166666666671},null,{"$f":"(4*AB26/AN25)/((4*AB12/AN14)+(4*AB26/AN25)+(4*W20/W34)+(3*AG20/AG34))","v":0.23456658492376586},null,{"$f":"AG19*AG34^2/8","v":90}]
[null,null,null,null,null,null,null,null,null,null,null,null,null,null,null,{"$f":"-(P21+T21)*Q20","v":5.8676098198102133},null,null,null,{"$f":"-(P21+T21)*S20","v":5.6898034616341455},null,null,null,null,null,{"$f":"+T22/2","v":2.8449017308170728}]
[null,null,null,null,null,null,null,null,null,null,null,null,null,null,null,null,null,null,null,{"$f":"+Z23/2","v":-0.60316077349639918},null,null,null,null,null,{"$f":"-(Z21+Z22+AD21)*AA20","v":-1.2063215469927984},null,null,null,{"$f":"-(Z21+Z22+AD21)*AC20","v":-1.2440190953363235}]
[null,null,null,null,null,null,null,null,null,null,null,null,null,null,null,{"$f":"-T23*Q20","v":0.16256208585608251},null,"dm4",null,{"$f":"-T23*S20","v":0.15763596204226182},null,null,null,null,null,{"$f":"+T24/2","v":7.8817981021130912E-2},null,"dm4",null,null,null,null,null,null,null,null,null,null,null,"m"]
[null,null,null,null,null,null,null,null,null,null,null,null,null,null,null,null,null,null,null,{"$f":"+Z25/2","v":-1.029953273691204E-2},null,null,null,null,null,{"$f":"-(Z24)*AA20","v":-2.059906547382408E-2},null,null,null,{"$f":"-(Z24)*AC20","v":-2.1242786269881082E-2},null,null,null,null,null,null,null,null,null,3]
[null,null,null,null,null,null,null,null,null,null,null,null,null,null,null,{"$f":"-T25*Q20","v":2.7758992272487746E-3},null,{"$f":"T38*R36^3/12*10000","v":62.499999999999993},null,{"$f":"-T25*S20","v":2.6917810688472962E-3},null,null,null,null,null,{"$f":"+T26/2","v":1.3458905344236481E-3},null,{"$f":"AD38*AB36^3/12*10000","v":62.499999999999993}]
[null,null,null,null,null,null,null,null,null,null,null,null,null,null,null,null,null,null,null,{"$f":"+Z27/2","v":-1.7587412719795528E-4},null,null,null,null,null,{"$f":"-(Z26)*AA20","v":-3.5174825439591057E-4},null,null,null,{"$f":"-(Z26)*AC20","v":-3.6274038734578279E-4}]
[null,null,null,null,null,null,null,null,null,null,null,null,null,null,null,{"$f":"-T27*Q20","v":4.7401068208869965E-5},null,null,null,{"$f":"-T27*S20","v":4.5964672202540567E-5},null,null,null,null,null,{"$f":"+T28/2","v":2.2982336101270284E-5}]
[null,null,null,null,null,null,null,null,null,null,null,null,null,null,null,null,null,"I =",null,{"$f":"+Z29/2","v":-3.0032147484504589E-6},null,null,null,null,null,{"$f":"-(Z28)*AA20","v":-6.0064294969009179E-6},null,"I =",null,{"$f":"-(Z28)*AC20","v":-6.1941304186790711E-6}]
[null,null,null,null,null,null,null,null,null,null,null,null,null,null,null,{"$f":"-T29*Q20","v":8.0941744760988056E-7},null,null,null,{"$f":"-T29*S20","v":7.8488964616715689E-7}]
[null,null,null,null,null,null,null,null,null,null,null,null,null,null,null,{"$f":"SUM(P21:Q30)","v":-103.9670039846208},null,null,null,{"$f":"SUM(T21:U30)","v":93.465705437398526},null,null,null,null,null,{"$f":"SUM(Z21:AA30)","v":-86.531356449108458},null,null,null,{"$f":"SUM(AD21:AE30)","v":88.734369183876026}]
[]
[]
[null,null,null,null,null,null,null,null,null,null,null,null,4,null,"m",null,null,null,null,null,null,null,5.5,null,"m",null,null,null,null,null,null,null,4,null,"m"]
[]
[null,null,"mesnet genişliği=",null,null,null,null,0.25,null,"m",null,null,null,null,null,null,null,0.5,null,"m",null,null,null,null,null,null,null,0.5,null,"m",null,null,"mesnet genişliği=",null,null,null,null,0.25,null,"m"]
[null,null,null,null,null,null,null,null,null,null,null,null,null,null,null,null,null,null,null,"m",null,null,null,null,null,null,null,null,null,"m"]
[null,null,null,null,null,null,null,null,null,null,null,null,null,null,null,null,null,null,null,0.6,null,null,null,null,null,null,null,null,null,0.6]
[]
[]
[null,null,null,null,null,null,null,null,null,null,null,null,1.2,null,"m",null,null,null,null,null,null,null,1.2,null,"m",null,null,null,null,null,null,null,1.2,null,"m"]
[]
[null,null,null,null,null,null,null,null,0.1,null,"m",null,null,null,null,"m",null,null,0.1,null,"m",null,null,null,null,"m",null,null,0.1,null,"m",null,null,null,null,"m"]
[null,null,null,null,null,null,null,null,null,null,null,null,null,null,null,0.7,null,null,null,null,null,null,null,null,null,0.7,null,null,null,null,null,null,null,null,null,0.7]
[]
[]
[]
[null,null,null,null,null,null,null,null,null,null,null,null,0.25,null,"m",null,null,null,null,null,null,null,0.25,null,"m",null,null,null,null,null,null,null,0.25,null,"m"]
[]
[null,null,null,null,null,null,null,null,null,null,null,null,null,null,{"$f":"IF(T12<0,T12/2,\"\")","v":""},null,null,null,null,null,{"$f":"IF(T12>0,T12/2,\"\")","v":2.6253246368055709},null,null,null,{"$f":"IF(AD10<0,AD10/2,\"\")","v":-0.55075318369189263},null,null,null,null,null,{"$f":"IF(AD10>0,AD10/2,\"\")","v":""}]
[]
[]
[]
[]
[null,null,null,null,null,"moment diyagramı (KNm)"]
[]
[null,null,null,null,null,null,null,null,null,null,null,null,null,null,null,null,null,null,{"$f":"-T31","v":-93.465705437398526},null,null,null,null,null,null,null,{"$f":"+Z31","v":-86.531356449108458}]
[]
[null,null,null,null,null,null,null,null,null,null,null,null,null,null,null,null,{"$f":"IF(P31=0,\"\",+P31)","v":-103.9670039846208},null,null,null,null,null,null,null,null,null,null,null,{"$f":"IF(AD31=0,\"\",-AD31)","v":-88.734369183876026}]
[]
[null,null,null,null,null,null,null,null,null,null,null,null,null,null,{"$f":"IF(T12>0,-T12,\"\")","v":-5.2506492736111419},null,null,null,null,null,{"$f":"IF(T12<0,-T12,\"\")","v":""},null,null,null,{"$f":"IF(AD10>0,-AD10,\"\")","v":""},null,null,null,null,null,{"$f":"IF(AD10<0,-AD10,\"\")","v":1.1015063673837853}]
[null,null,null,null,null,null,null,null,null,null,null,null,null,null,{"$f":"IF(O10<0,O10,\"\")","v":""},null,null,null,null,null,{"$f":"IF(O10>0,O10,\"\")","v":5.2506492736111419},null,null,null,{"$f":"IF(Y12<0,Y12,\"\")","v":-1.1015063673837853},null,null,null,null,null,{"$f":"IF(Y12>0,Y12,\"\")","v":""}]
[]
[null,null,null,null,null,null,null,null,null,null,null,{"$f":"IF(M115=0,\"\",+M115)","v":64.158053642654451},null,null,null,null,null,null,null,null,null,null,null,null,null,null,null,null,null,null,null,null,null,{"$f":"IF(AG115=0,\"\",+AG115)","v":51.100723931992832}]
[]
[null,null,null,null,null,null,null,null,null,null,null,null,null,null,null,null,null,null,null,null,null,null,{"$f":"+W115","v":42.367927531783778}]
[]
[]
[]
[]
[]
[]
[null,null,null,null,null,null,null,null,null,null,null,null,null,null,{"$f":"IF(O10>0,-O10/2,\"\")","v":-2.6253246368055709},null,null,null,null,null,{"$f":"IF(O10<0,-O10/2,\"\")","v":""},null,null,null,{"$f":"IF(Y12>0,-Y12/2,\"\")","v":""},null,null,null,null,null,{"$f":"IF(Y12<0,-Y12/2,\"\")","v":0.55075318369189263}]
[]
[null,null,null,null,null,null,null,null,null,null,null,null,null,null,{"$f":"IF(T12<0,(T12+T12/2)/$AN$14,\"\")","v":""},null,null,null,null,null,{"$f":"IF(T12>0,(T12+T12/2)/$AN$14,\"\")","v":2.6253246368055709},null,null,null,{"$f":"IF(AD10<0,(AD10+AD10/2)/$AN$14,\"\")","v":-0.55075318369189263},null,null,null,null,null,{"$f":"IF(AD10>0,(AD10+AD10/2)/$AN$14,\"\")","v":""}]
[]
[]
[]
[]
[null,null,null,null,null,"kesme kuvveti diyagramı (KN)"]
[]
[]
[null,null,null,null,null,null,null,{"$f":"+M107","v":84.008249003844796},null,null,null,null,null,null,null,null,null,null,null,null,null,null,null,null,null,null,null,null,{"$f":"+AG107","v":112.18359229596901}]
[null,null,null,null,null,null,null,null,null,null,null,null,null,null,null,null,null,null,{"$f":"+W107","v":97.510790725143664}]
[]
[null,null,null,null,null,null,null,null,null,null,null,null,null,null,{"$f":"IF(O75<0,O75,\"\")","v":""},null,null,null,null,null,{"$f":"IF(U75>0,U75,\"\")","v":2.6253246368055709},null,null,null,{"$f":"IF(Y75<0,Y75,\"\")","v":-0.55075318369189263},null,null,null,null,null,{"$f":"IF(AE75>0,AE75,\"\")","v":""}]
[null,null,null,null,null,null,null,null,null,null,null,null,null,null,{"$f":"IF(O98<0,O98,\"\")","v":""},null,null,null,null,null,{"$f":"IF(U98>0,U98,\"\")","v":2.6253246368055709},null,null,null,{"$f":"IF(Y98<0,Y98,\"\")","v":-0.55075318369189263},null,null,null,null,null,{"$f":"IF(AE98>0,AE98,\"\")","v":""}]
[]
[null,null,null,null,null,null,null,null,null,null,null,null,null,null,null,null,{"$f":"-M108","v":-135.99175099615519},null,null,null,null,null,null,null,null,null,{"$f":"-W108","v":-94.989209274856336}]
[null,null,null,null,null,null,null,null,null,null,null,null,null,null,null,null,null,null,null,null,null,null,null,null,null,null,null,null,null,null,null,null,null,null,null,null,null,{"$f":"-AG108","v":-67.816407704030993}]
[]
[null,null,null,null,null,null,null,null,null,"x=",{"$f":"+M114","v":1.5274227091608146},null,"m",null,null,null,null,null,null,"x=",{"$f":"+W114","v":2.7860225921469617},null,"m",null,null,null,null,null,null,null,null,null,null,null,"x=",{"$f":"+AG34-AG114","v":1.5070312823117997},null,"m"]
[]
[]
[]
[]
[]
[null,null,null,null,null,null,null,null,null,null,null,null,null,null,{"$f":"IF(O10<0,(O10+O10/2)/$AN$25,\"\")","v":""},null,null,null,null,null,{"$f":"IF(O10>0,(O10+O10/2)/$AN$25,\"\")","v":2.6253246368055709},null,null,null,{"$f":"IF(Y12<0,(Y12+Y12/2)/$AN$25,\"\")","v":-0.55075318369189263},null,null,null,null,null,{"$f":"IF(Y12>0,(Y12+Y12/2)/$AN$25,\"\")","v":""}]
[]
[null,null,"kiriş faydalı yükseklik \nd = h - d'     (m)",null,null,null,null,null,{"$f":"P44-N3","v":0.66999999999999993},null,null,null,null,null,null,null,null,null,{"$f":"Z44-N3","v":0.66999999999999993},null,null,null,null,null,null,null,null,null,{"$f":"AJ44-N3","v":0.66999999999999993}]
[]
[]
[]
[null,null,null,null,null,null,null,null,"yayılı yük =",null,null,null,{"$f":"+M19","v":55},null,"KN/m",null,null,null,"yayılı yük =",null,null,null,{"$f":"+W19","v":35},null,"KN/m",null,null,null,"yayılı yük =",null,null,null,{"$f":"+AG19","v":45},null,"KN/m"]
[null,null,null,null,null,null,null,null,"sol moment=",null,null,null,0,null,"KNm",null,null,null,"sol moment=",null,null,null,{"$f":"+T31","v":93.465705437398526},null,"KNm",null,null,null,"sol moment=",null,null,null,{"$f":"+AD31","v":88.734369183876026},null,"KNm"]
[null,null,null,null,null,null,null,null,"sağ moment=",null,null,null,{"$f":"-P31","v":103.9670039846208},null,"KNm",null,null,null,"sağ moment=",null,null,null,{"$f":"-Z31","v":86.531356449108458},null,"KNm",null,null,null,"sağ moment=",null,null,null,0,null,"KNm"]
[null,null,null,null,null,null,null,null,null,null,null,"A=",{"$f":"(M104*M109*M109/2+M105-M106)/M109","v":84.008249003844796},null,"KN",null,null,null,null,null,null,"A=",{"$f":"(W104*W109*W109/2+W105-W106)/W109","v":97.510790725143664},null,"KN",null,null,null,null,null,null,"A=",{"$f":"(AG104*AG109*AG109/2+AG105-AG106)/AG109","v":112.18359229596901},null,"KN"]
[null,null,null,null,null,null,null,null,null,null,null,"B=",{"$f":"M104*M109-M107","v":135.99175099615519},null,"KN",null,null,null,null,null,null,"B=",{"$f":"W104*W109-W107","v":94.989209274856336},null,"KN",null,null,null,null,null,null,"B=",{"$f":"AG104*AG109-AG107","v":67.816407704030993},null,"KN"]
[null,null,null,null,null,null,null,null,null,null,null,"L=",{"$f":"+M34","v":4},null,"m",null,null,null,null,null,null,"L=",{"$f":"+W34","v":5.5},null,"m",null,null,null,null,null,null,"L=",{"$f":"+AG34","v":4},null,"m"]
[null,null,null,null,null,null,null,null,"sol mes.gen=",null,null,null,{"$f":"+H36","v":0.25},null,"m",null,null,null,"sol mes.gen=",null,null,null,{"$f":"+R36","v":0.5},null,"m",null,null,null,"sol mes.gen=",null,null,null,{"$f":"+AB36","v":0.5},null,"m"]
[null,null,null,null,null,null,null,null,"sağ mes.gen=",null,null,null,{"$f":"+R36","v":0.5},null,"m",null,null,null,"sağ mes.gen=",null,null,null,{"$f":"+AB36","v":0.5},null,"m",null,null,null,"sağ mes.gen=",null,null,null,{"$f":"+AL36","v":0.25},null,"m"]
[null,null,null,null,null,null,null,null,null,null,null,"d=",{"$f":"+I100","v":0.66999999999999993},null,"m",null,null,null,null,null,null,"d=",{"$f":"+S100","v":0.66999999999999993},null,"m",null,null,null,null,null,null,"d=",{"$f":"+AC100","v":0.66999999999999993},null,"m"]
[null,null,null,null,null,null,null,null,null,null,null,"h=",{"$f":"+P44","v":0.7},null,"m",null,null,null,null,null,null,"h=",{"$f":"+Z44","v":0.7},null,"m",null,null,null,null,null,null,"h=",{"$f":"+AJ44","v":0.7},null,"m"]
[null,null,null,null,null,null,null,null,null,null,null,"x=",{"$f":"((M107*M109)/(M107+M108))","v":1.5274227091608146},null,"m",null,null,null,null,null,null,"x=",{"$f":"((W107*W109)/(W107+W108))","v":2.7860225921469617},null,"m",null,null,null,null,null,null,"x=",{"$f":"((AG107*AG109)/(AG107+AG108))","v":2.4929687176882003},null,"m"]
[null,null,null,null,null,null,null,null,null,null,"Maç=",null,{"$f":"((((M105-M106)/M109+M104*M109*0.5)^2/(2*M104))-M105)","v":64.158053642654451},null,"KNm",null,null,null,null,null,"Maç=",null,{"$f":"((((W105-W106)/W109+W104*W109*0.5)^2/(2*W104))-W105)","v":42.367927531783778},null,"KNm",null,null,null,null,null,"Maç=",null,{"$f":"((((AG105-AG106)/AG109+AG104*AG109*0.5)^2/(2*AG104))-AG105)","v":51.100723931992832},null,"KNm"]
[null,null,null,null,null,null,null,null,"sol mesnet yüzü kesme kuv. =",null,null,null,{"$f":"(M107-M104*M110/2)","v":77.133249003844796},null,"KN",null,null,null,"sol mesnet yüzü kesme kuv. =",null,null,null,{"$f":"(W107-W104*W110/2)","v":88.760790725143664},null,"KN",null,null,null,"sol mesnet yüzü kesme kuv. =",null,null,null,{"$f":"(AG107-AG104*AG110/2)","v":100.93359229596901},null,"KN"]
[null,null,null,null,null,null,null,null,"sol mesnet yüzünden d mesafede kesme kuv. =",null,null,null,{"$f":"(M107-(M104*(M112+M110/2)))","v":40.283249003844801},null,"KN",null,null,null,"sol mesnet yüzünden d mesafede kesme kuv. =",null,null,null,{"$f":"(W107-(W104*(W112+W110/2)))","v":65.310790725143676},null,"KN",null,null,null,"sol mesnet yüzünden d mesafede kesme kuv. =",null,null,null,{"$f":"(AG107-(AG104*(AG112+AG110/2)))","v":70.783592295969015},null,"KN"]
[null,null,null,null,null,null,null,null,"sol mesnet yüzünden 2*h mesafede kesme kuv. =",null,null,null,{"$f":"(M107-(M104*(2*M113+M110/2)))","v":0.13324900384479577},null,"KN",null,null,null,"sol mesnet yüzünden 2*h mesafede kesme kuv. =",null,null,null,{"$f":"(W107-(W104*(2*W113+W110/2)))","v":39.760790725143664},null,"KN",null,null,null,"sol mesnet yüzünden 2*h mesafede kesme kuv. =",null,null,null,{"$f":"(AG107-(AG104*(2*AG113+AG110/2)))","v":37.933592295969007},null,"KN"]
[null,null,null,null,null,null,null,null,"sol mesnet yüzü moment =",null,null,null,{"$f":"M105-((M107+M116)/2*M110/2)","v":-10.071343625480599},null,"KNm",null,null,null,"sol mesnet yüzü moment =",null,null,null,{"$f":"W105-((W107+W116)/2*W110/2)","v":70.181757756112603},null,"KNm",null,null,null,"sol mesnet yüzü moment =",null,null,null,{"$f":"AG105-((AG107+AG116)/2*AG110/2)","v":62.094721109883778},null,"KNm"]
[null,null,null,null,null,null,null,null,"sağ mesnet yüzü kesme kuv. =",null,null,null,{"$f":"(M108-M104*M111/2)","v":122.24175099615519},null,"KN",null,null,null,"sağ mesnet yüzü kesme kuv. =",null,null,null,{"$f":"(W108-W104*W111/2)","v":86.239209274856336},null,"KN",null,null,null,"sağ mesnet yüzü kesme kuv. =",null,null,null,{"$f":"(AG108-AG104*AG111/2)","v":62.191407704030993},null,"KN"]
[null,null,null,null,null,null,null,null,"sağ mesnet yüzünden d mesafede kesme kuv. =",null,null,null,{"$f":"(M108-(M104*(M112+M111/2)))","v":85.391750996155196},null,"KN",null,null,null,"sağ mesnet yüzünden d mesafede kesme kuv. =",null,null,null,{"$f":"(W108-(W104*(W112+W111/2)))","v":62.78920927485634},null,"KN",null,null,null,"sağ mesnet yüzünden d mesafede kesme kuv. =",null,null,null,{"$f":"(AG108-(AG104*(AG112+AG111/2)))","v":32.041407704030995},null,"KN"]
[null,null,null,null,null,null,null,null,"sağ mesnet yüzünden 2*h mesafede kesme kuv. =",null,null,null,{"$f":"(M108-(M104*(2*M113+M111/2)))","v":45.24175099615519},null,"KN",null,null,null,"sağ mesnet yüzünden 2*h mesafede kesme kuv. =",null,null,null,{"$f":"(W108-(W104*(2*W113+W111/2)))","v":37.239209274856336},null,"KN",null,null,null,"sağ mesnet yüzünden 2*h mesafede kesme kuv. =",null,null,null,{"$f":"(AG108-(AG104*(2*AG113+AG111/2)))","v":-0.80859229596900661},null,"KN"]
[null,null,null,null,null,null,null,null,"sağ mesnet yüzü moment =",null,null,null,{"$f":"M106-((M108+M120)/2*M111/2)","v":71.687816235582005},null,"KNm",null,null,null,"sağ mesnet yüzü moment =",null,null,null,{"$f":"W106-((W108+W120)/2*W111/2)","v":63.877804130394374},null,"KNm",null,null,null,"sağ mesnet yüzü moment =",null,null,null,{"$f":"AG106-((AG108+AG120)/2*AG111/2)","v":-8.1254884630038742},null,"KNm"]
[null,null,"kiriş kolon yüzünden d mesafede kesme kuvveti (KN)",null,null,null,null,null,"---",null,null,null,null,null,{"$f":"+M121","v":85.391750996155196},null,null,null,{"$f":"+W117","v":65.310790725143676},null,null,null,null,null,{"$f":"+W121","v":62.78920927485634},null,null,null,{"$f":"+AG117","v":70.783592295969015},null,null,null,null,null,"---"]
[]
[]
[]
[]
[null,null,"kiriş kolon yüzünden 2*h mesafede kesme kuvveti (KN)",null,null,null,null,null,{"$f":"+M118","v":0.13324900384479577},null,null,null,null,null,{"$f":"+M122","v":45.24175099615519},null,null,null,{"$f":"+W118","v":39.760790725143664},null,null,null,null,null,{"$f":"+W122","v":37.239209274856336},null,null,null,{"$f":"+AG118","v":37.933592295969007},null,null,null,null,null,{"$f":"+AG122","v":-0.80859229596900661}]
[]
[]
[]
[]
[null,null,"kiriş kolon yüzü kesme kuvveti (KN)",null,null,null,null,null,{"$f":"+M116","v":77.133249003844796},null,null,null,null,null,{"$f":"+M120","v":122.24175099615519},null,null,null,{"$f":"+W116","v":88.760790725143664},null,null,null,null,null,{"$f":"+W120","v":86.239209274856336},null,null,null,{"$f":"+AG116","v":100.93359229596901},null,null,null,null,null,{"$f":"+AG120","v":62.191407704030993}]
[]
[]
[null,null,"kiriş kolon yüzü moment (KNm)",null,null,null,null,null,{"$f":"+M119","v":-10.071343625480599},null,null,null,null,null,{"$f":"+M123","v":71.687816235582005},null,null,null,{"$f":"+W119","v":70.181757756112603},null,null,null,null,null,{"$f":"+W123","v":63.877804130394374},null,null,null,{"$f":"+AG119","v":62.094721109883778},null,null,null,null,null,{"$f":"+AG123","v":-8.1254884630038742}]

{"sheet":"4_aciklikli","index":2,"n_rows":137,"n_cols":56,"rows_kept":137,"cut":false,"hidden":false,"merged":[[18,42,18,43],[20,19,20,20],[16,27,18,27],[16,29,16,30],[19,36,19,37],[16,34,16,35],[16,37,18,37],[13,34,13,35],[1,1,1,52],[2,24,2,25],[3,17,3,18],[3,27,3,28],[3,37,3,38],[5,19,6,19],[5,29,6,29],[12,29,12,30],[12,34,12,35],[12,39,12,40],[13,14,13,15],[11,14,11,15],[11,17,13,17],[11,19,11,20],[11,24,11,25],[11,27,13,27],[24,49,26,49],[25,25,25,26],[25,35,25,36],[24,25,24,26],[24,35,24,36],[24,39,24,40],[23,25,23,26],[23,35,23,36],[23,39,23,40],[26,25,26,26],[26,35,26,36],[25,39,25,40],[10,14,10,15],[10,19,10,20],[10,24,10,25],[10,29,10,30],[10,34,10,35],[10,39,10,40],[5,39,6,39],[9,14,9,15],[9,17,10,17],[9,19,9,20],[9,24,9,25],[9,27,10,27],[9,29,9,30],[9,34,9,35],[9,37,10,37],[9,39,9,40],[11,29,11,30],[13,19,13,20],[13,24,13,25],[13,29,13,30],[13,49,15,49],[14,14,14,15],[14,17,15,17],[14,19,14,20],[14,24,14,25],[14,27,15,27],[14,29,14,30],[14,34,14,35],[14,37,15,37],[14,39,14,40],[15,19,15,20],[15,24,15,25],[15,29,15,30],[15,34,15,35],[11,34,11,35],[11,37,13,37],[11,39,11,40],[12,14,12,15],[12,19,12,20],[12,24,12,25],[16,17,18,17],[16,19,16,20],[16,24,16,25],[13,39,13,40],[18,12,18,13],[18,22,18,23],[18,32,18,33],[19,16,19,17],[19,18,19,19],[19,22,19,23],[19,26,19,27],[19,28,19,29],[19,32,19,33],[19,38,19,39],[20,15,20,16],[20,17,22,17],[20,25,20,26],[20,27,22,27],[20,29,20,30],[20,35,20,36],[20,37,22,37],[20,39,20,40],[21,15,21,16],[21,19,21,20],[21,25,21,26],[21,29,21,30],[21,35,21,36],[21,39,21,40],[22,15,22,16],[22,19,22,20],[22,29,22,30],[22,39,22,40],[22,25,22,26],[22,35,22,36],[23,15,23,16],[23,17,24,17],[23,19,23,20],[23,27,24,27],[23,29,23,30],[23,37,24,37],[24,15,24,16],[24,19,24,20],[24,29,24,30],[26,15,26,16],[26,19,26,20],[26,29,26,30],[26,39,26,40],[27,15,27,16],[27,19,27,20],[27,29,27,30],[27,39,27,40],[25,15,25,16],[25,17,27,17],[25,19,25,20],[25,27,27,27],[25,29,25,30],[25,37,27,37],[27,25,27,26],[27,35,27,36],[33,42,33,43],[30,19,30,20],[30,29,30,30],[28,15,28,16],[28,17,29,17],[28,19,28,20],[28,27,29,27],[28,29,28,30],[28,37,29,37],[29,15,29,16],[29,19,29,20],[29,29,29,30],[29,39,29,40],[28,39,28,40],[30,25,30,26],[30,35,30,36],[29,25,29,26],[29,35,29,36],[28,25,28,26],[28,35,28,36],[47,22,47,23],[47,32,47,33],[35,17,35,18],[35,27,35,28],[35,37,35,38],[37,19,38,19],[37,29,38,29],[37,39,38,39],[33,12,33,13],[33,22,33,23],[33,32,33,33],[40,22,40,23],[40,32,40,33],[82,7,82,8],[83,18,83,19],[85,14,85,15],[86,14,86,15],[43,45,45,45],[47,42,47,43],[19,42,19,43],[30,15,30,16],[30,39,30,40],[65,22,65,23],[65,32,65,33],[60,20,60,21],[61,20,61,21],[60,34,60,35],[40,12,40,13],[42,8,42,9],[43,15,45,15],[47,12,47,13],[19,12,19,13],[40,42,40,43],[42,38,42,39],[35,7,35,8],[42,18,42,19],[42,28,42,29],[89,47,89,48],[97,34,97,35],[97,40,97,41],[97,24,97,25],[97,30,97,31],[74,24,74,25],[74,30,74,31],[83,28,83,29],[88,26,88,27],[85,34,85,35],[91,45,91,46],[74,34,74,35],[74,40,74,41],[82,38,82,39],[85,40,85,41],[86,40,86,41],[88,36,88,37],[86,34,86,35],[104,12,104,13],[104,22,104,23],[104,32,104,33],[105,12,105,13],[105,22,105,23],[105,32,105,33],[99,2,102,7],[99,8,102,17],[99,18,102,27],[99,28,102,37],[103,12,103,13],[103,22,103,23],[103,32,103,33],[108,12,108,13],[108,22,108,23],[108,32,108,33],[109,12,109,13],[109,22,109,23],[109,32,109,33],[106,12,106,13],[106,22,106,23],[106,32,106,33],[107,12,107,13],[107,22,107,23],[107,32,107,33],[112,12,112,13],[112,22,112,23],[112,32,112,33],[113,12,113,13],[113,22,113,23],[113,32,113,33],[110,12,110,13],[110,22,110,23],[110,32,110,33],[111,12,111,13],[111,22,111,23],[111,32,111,33],[116,12,116,13],[116,22,116,23],[116,32,116,33],[117,12,117,13],[117,22,117,23],[117,32,117,33],[114,12,114,13],[114,22,114,23],[114,32,114,33],[115,12,115,13],[115,22,115,23],[115,32,115,33],[120,12,120,13],[120,22,120,23],[120,32,120,33],[121,12,121,13],[121,22,121,23],[121,32,121,33],[118,12,118,13],[118,22,118,23],[118,32,118,33],[119,12,119,13],[119,22,119,23],[119,32,119,33],[122,12,122,13],[122,22,122,23],[122,32,122,33],[123,2,127,7],[123,8,127,11],[123,12,127,13],[123,14,127,17],[123,18,127,21],[123,22,127,23],[123,24,127,27],[136,2,138,7],[136,8,138,11],[136,12,138,13],[136,14,138,17],[136,18,138,21],[136,22,138,23],[136,24,138,27],[128,28,132,31],[128,32,132,33],[133,2,135,7],[133,8,135,11],[133,12,135,13],[133,14,135,17],[133,18,135,21],[133,22,135,23],[133,24,135,27],[128,2,132,7],[128,8,132,11],[128,12,132,13],[128,14,132,17],[128,18,132,21],[128,22,132,23],[128,24,132,27],[136,28,138,31],[136,32,138,33],[136,34,138,37],[99,38,102,47],[103,42,103,43],[104,42,104,43],[105,42,105,43],[106,42,106,43],[107,42,107,43],[108,42,108,43],[109,42,109,43],[110,42,110,43],[111,42,111,43],[112,42,112,43],[113,42,113,43],[114,42,114,43],[133,44,135,47],[136,38,138,41],[136,42,138,43],[136,44,138,47],[123,44,127,47],[128,44,132,47],[115,42,115,43],[116,42,116,43],[117,42,117,43],[118,42,118,43],[119,42,119,43],[120,42,120,43],[133,38,135,41],[133,42,135,43],[121,42,121,43],[122,42,122,43],[123,38,127,41],[123,42,127,43],[128,38,132,41],[128,42,132,43],[49,14,49,15],[49,20,49,21],[60,14,60,15],[61,14,61,15],[49,34,49,35],[49,40,49,41],[133,28,135,31],[133,32,135,33],[133,34,135,37],[128,34,132,37],[123,28,127,31],[123,32,127,33],[123,34,127,37],[97,14,97,15],[97,20,97,21],[74,14,74,15],[74,20,74,21],[88,16,88,17],[72,40,72,41],[49,24,49,25],[49,30,49,31],[72,24,72,25],[72,30,72,31],[35,47,35,48],[43,25,45,25],[43,35,45,35],[60,40,60,41],[61,34,61,35],[61,40,61,41],[60,24,60,25],[61,24,61,25],[60,30,60,31],[61,30,61,31],[63,43,63,44],[58,38,58,39],[91,10,91,11],[72,14,72,15],[72,20,72,21],[56,18,56,19],[56,26,56,27],[57,28,57,29],[56,36,56,37],[85,20,85,21],[86,20,86,21],[85,24,85,25],[86,24,86,25],[85,30,85,31],[86,30,86,31],[72,34,72,35],[91,20,91,21],[91,30,91,31],[63,11,63,12],[58,16,58,17]]}
[]
[null,"SABİT MESNETLİ ÇERÇEVE CROSS ( 4 açıklıklı )\n(inş.müh. Gürcan BERBEROĞLU tel:0532 366 02 04   www.betoncelik.com )                                                                                                                                                                     "]
[null,null,null,null,null,null,null,null,null,null,null,null,null,null,null,null,null,null,null,"pas payı  d ' =",null,null,null,null,0.03,null,"m",null,null,null,null,null,"dikkat sadece sarı hücrelere rakam giriniz."]
[null,null,null,null,null,null,null,null,null,null,null,null,null,null,null,null,null,0.3,null,"m",null,null,null,null,null,null,null,0.3,null,"m",null,null,null,null,null,null,null,0.3,null,"m",null,null,null,null,null,null,null,null,null,null,null,null,null,null,null,"Not : baş ve sonda kirişe oturan mesnet durumunda kirişin kolon yüzü kesme kuvveti dikkate alınır."]
[null,null,null,null,null,null,null,null,null,null,null,null,null,null,null,null,null,null,null,"m",null,null,null,null,null,null,null,null,null,"m",null,null,null,null,null,null,null,null,null,"m"]
[null,null,null,null,null,null,null,null,null,null,null,null,null,null,null,null,null,null,null,0.4,null,null,null,null,null,null,null,null,null,0.4,null,null,null,null,null,null,null,null,null,0.3]
[]
[]
[]
[null,null,null,null,null,null,null,null,null,null,null,null,null,null,{"$f":"SUM(O11:P15)","v":-0.12919730132030194},null,null,"dm4",null,null,null,null,null,null,null,null,null,"dm4",null,null,null,null,null,null,null,null,null,"dm4",null,{"$f":"SUM(AN11:AO15)","v":2.4940204426268284}]
[null,null,null,null,null,null,null,null,null,null,null,null,null,null,{"$f":"-T29*R21","v":2.7272536684563837E-4},null,null,null,null,null,null,null,null,null,null,null,null,null,null,null,null,null,null,null,null,null,null,null,null,{"$f":"-AJ29*AL17","v":1.5138904442002363E-4}]
[null,null,null,null,null,null,null,null,null,null,null,null,null,null,{"$f":"-T27*R21","v":3.4128206836792439E-3},null,null,{"$f":"T6*R4^3/12*10000","v":9},null,{"$f":"SUM(T13:U17)","v":-0.10848053288701737},null,null,null,null,{"$f":"SUM(Y13:Z17)","v":-3.7803562318191259},null,null,{"$f":"AD6*AB4^3/12*10000","v":9},null,{"$f":"SUM(AD13:AE17)","v":-2.1161177740795116},null,null,null,null,{"$f":"SUM(AI13:AJ17)","v":3.9604120917638976},null,null,{"$f":"AN6*AL4^3/12*10000","v":6.7499999999999991},null,{"$f":"-AJ27*AL17","v":1.894446666457405E-3}]
[null,null,null,null,null,null,null,null,null,null,null,null,null,null,{"$f":"-T25*R21","v":4.2707230184206593E-2},null,null,null,null,{"$f":"-T29*R17","v":2.2899389402782471E-4},null,null,null,null,null,null,null,null,null,null,null,null,null,null,{"$f":"-AJ29*AL21","v":2.4040019553735233E-4},null,null,null,null,{"$f":"-AJ25*AL17","v":2.3706657148150158E-2},null,null,null,null,null,null,null,null,null,"m"]
[null,null,null,null,null,null,null,null,null,null,null,null,null,null,{"$f":"-T23*R21","v":0.53442816926452608},null,null,null,null,{"$f":"-T27*R17","v":2.8655753845470045E-3},null,null,null,null,{"$f":"-(Z28+AD28)*AB21","v":-1.7750720736213258E-3},null,null,null,null,{"$f":"-(Z28+AD28)*AB17","v":-9.9362635024867257E-4},null,null,null,null,{"$f":"-AJ27*AL21","v":3.0083111416430086E-3},null,null,null,null,{"$f":"-AJ23*AL17","v":0.29665949593127544},null,null,null,null,null,null,null,null,null,3.3]
[null,null,null,null,null,null,null,null,null,null,null,null,null,null,{"$f":"-(P21+T21)*R21","v":-0.7100182468195595},null,null,"I =",null,{"$f":"-T25*R17","v":3.5859132049712833E-2},null,null,null,null,{"$f":"-(Z26+AD26)*AB21","v":-2.2212831750649274E-2},null,null,"I =",null,{"$f":"-(Z26+AD26)*AB17","v":-1.243400494496986E-2},null,null,null,null,{"$f":"-AJ25*AL21","v":3.7645293526923626E-2},null,null,"I =",null,{"$f":"-(AJ21+AN21)*AL17","v":2.1716084538365252}]
[null,null,null,null,null,null,null,null,null,null,null,null,null,null,null,null,null,null,null,{"$f":"-T23*R17","v":0.44873269022794043},null,null,null,null,{"$f":"-(Z24+AD24)*AB21","v":-0.27796611851148478},null,null,null,null,{"$f":"-(Z24+AD24)*AB17","v":-0.15559619461867374},null,null,null,null,{"$f":"-AJ23*AL21","v":0.4710842921501272}]
[null,null,null,null,null,null,null,null,null,null,null,null,null,null,null,null,null,{"$f":"(4*R12/AX14)/((4*R12/AX14)+(4*W20/W34)+(4*R26/AX25)+(3*M20/M34))","v":0.10798495235198412},null,{"$f":"-(P21+T21)*R17","v":-0.59616692444324548},null,null,null,null,{"$f":"-(Z21+Z22+AD21+AD22)*AB21","v":-3.4784022094833706},null,null,{"$f":"(4*AB12/AX14)/((4*AB12/AX14)+(4*AG20/AG34)+(4*AB26/AX25)+(4*W20/W34))","v":9.6387700034568369E-2},null,{"$f":"-(Z21+Z22+AD21+AD22)*AB17","v":-1.9470939481656193},null,null,null,null,{"$f":"-(AJ21+AN21)*AL21","v":3.4484337947496666},null,null,{"$f":"(4*AL12/AX14)/((4*AL12/AX14)+(4*AL26/AX25)+(4*AG20/AG34)+(3*AQ20/AQ34))","v":9.1786382938540231E-2}]
[]
[null,null,null,null,null,null,null,null,null,null,null,"q =",10,null,"KN/m",null,null,null,null,null,null,"q =",25,null,"KN/m",null,null,null,null,null,null,"q =",25,null,"KN/m",null,null,null,null,null,null,"q =",10,null,"KN/m"]
[null,null,null,null,null,null,null,null,null,null,null,"I =",{"$f":"(M41*I43^3/12+I43*M41*(((I43*M41*I43/2+M48*(P44-I43)*((P44-I43)/2+I43))/(M41*I43+(P44-I43)*M48))-I43/2)^2+M48*(P44-I43)^3/12+M48*(P44-I43)*(P44-((I43*M41*I43/2+M48*(P44-I43)*((P44-I43)/2+I43))/(M41*I43+(P44-I43)*M48))-(P44-I43)/2)^2)*10000","v":40.744047619047628},null,"dm4",null,{"$f":"(3*M20/M34)/((4*R12/AX14)+(4*W20/W34)+(4*R26/AX25)+(3*M20/M34))","v":0.30248240280292576},null,{"$f":"(4*W20/W34)/((4*R12/AX14)+(4*W20/W34)+(4*R26/AX25)+(3*M20/M34))","v":0.46092556617588687},null,null,"I =",{"$f":"(W41*S43^3/12+S43*W41*(((S43*W41*S43/2+W48*(Z44-S43)*((Z44-S43)/2+S43))/(W41*S43+(Z44-S43)*W48))-S43/2)^2+W48*(Z44-S43)^3/12+W48*(Z44-S43)*(Z44-((S43*W41*S43/2+W48*(Z44-S43)*((Z44-S43)/2+S43))/(W41*S43+(Z44-S43)*W48))-(Z44-S43)/2)^2)*10000","v":40.744047619047628},null,"dm4",null,{"$f":"(4*W20/W34)/((4*AB12/AX14)+(4*AG20/AG34)+(4*AB26/AX25)+(4*W20/W34))","v":0.41142357562941184},null,{"$f":"(4*AG20/AG34)/((4*AB12/AX14)+(4*AG20/AG34)+(4*AB26/AX25)+(4*W20/W34))","v":0.31999611437843145},null,null,"I =",{"$f":"(AG41*AC43^3/12+AC43*AG41*(((AC43*AG41*AC43/2+AG48*(AJ44-AC43)*((AJ44-AC43)/2+AC43))/(AG41*AC43+(AJ44-AC43)*AG48))-AC43/2)^2+AG48*(AJ44-AC43)^3/12+AG48*(AJ44-AC43)*(AJ44-((AC43*AG41*AC43/2+AG48*(AJ44-AC43)*((AJ44-AC43)/2+AC43))/(AG41*AC43+(AJ44-AC43)*AG48))-(AJ44-AC43)/2)^2)*10000","v":40.744047619047628},null,"dm4",null,{"$f":"(4*AG20/AG34)/((4*AL12/AX14)+(4*AL26/AX25)+(4*AG20/AG34)+(3*AQ20/AQ34))","v":0.40629369214329147},null,{"$f":"(3*AQ20/AQ34)/((4*AL12/AX14)+(4*AL26/AX25)+(4*AG20/AG34)+(3*AQ20/AQ34))","v":0.35616654830743089},null,null,"I =",{"$f":"(AQ41*AM43^3/12+AM43*AQ41*(((AM43*AQ41*AM43/2+AQ48*(AT44-AM43)*((AT44-AM43)/2+AM43))/(AQ41*AM43+(AT44-AM43)*AQ48))-AM43/2)^2+AQ48*(AT44-AM43)^3/12+AQ48*(AT44-AM43)*(AT44-((AM43*AQ41*AM43/2+AQ48*(AT44-AM43)*((AT44-AM43)/2+AM43))/(AQ41*AM43+(AT44-AM43)*AQ48))-(AT44-AM43)/2)^2)*10000","v":40.744047619047628},null,"dm4"]
[null,null,null,null,null,null,null,null,null,null,null,null,null,null,null,{"$f":"-M19*M34^2/8","v":-20},null,{"$f":"(4*R26/AX25)/((4*R12/AX14)+(4*W20/W34)+(4*R26/AX25)+(3*M20/M34))","v":0.12860707866920326},null,{"$f":"W19*W34^2/12","v":25.520833333333332},null,null,null,null,null,{"$f":"-W19*W34^2/12","v":-25.520833333333332},null,{"$f":"(4*AB26/AX25)/((4*AB12/AX14)+(4*AG20/AG34)+(4*AB26/AX25)+(4*W20/W34))","v":0.17219260995758823},null,{"$f":"AG19*AG34^2/12","v":42.1875},null,null,null,null,null,{"$f":"-AG19*AG34^2/12","v":-42.1875},null,{"$f":"(4*AL26/AX25)/((4*AL12/AX14)+(4*AL26/AX25)+(4*AG20/AG34)+(3*AQ20/AQ34))","v":0.14575337661073748},null,{"$f":"AQ19*AQ34^2/8","v":18.528125000000003}]
[null,null,null,null,null,null,null,null,null,null,null,null,null,null,null,{"$f":"-(P21+T21)*Q20","v":-1.6699549321411522},null,null,null,{"$f":"-(P21+T21)*S20","v":-2.5446932299293747},null,null,null,null,null,{"$f":"+T22/2","v":-1.2723466149646874},null,null,null,{"$f":"+AJ22/2","v":4.8063274112763432},null,null,null,null,null,{"$f":"-(AJ21+AN21)*AK20","v":9.6126548225526864},null,null,null,{"$f":"-(AJ21+AN21)*AM20","v":8.4266779288611211}]
[null,null,null,null,null,null,null,null,null,null,null,null,null,null,null,null,null,null,null,{"$f":"+Z23/2","v":-4.1555113046238743},null,null,null,null,null,{"$f":"-(Z21+Z22+AD21+AD22)*AA20","v":-8.3110226092477486},null,null,null,{"$f":"-(Z21+Z22+AD21+AD22)*AC20","v":-6.4641286960815831},null,null,null,null,null,{"$f":"+AD23/2","v":-3.2320643480407916}]
[null,null,null,null,null,null,null,null,null,null,null,null,null,null,null,{"$f":"-T23*Q20","v":1.2569690442973502},null,"dm4",null,{"$f":"-T23*S20","v":1.9153814008340575},null,null,null,null,null,{"$f":"+T24/2","v":0.95769070041702875},null,"dm4",null,{"$f":"+AJ24/2","v":0.6565836786050967},null,null,null,null,null,{"$f":"-AJ23*AK20","v":1.3131673572101934},null,"dm4",null,{"$f":"-AJ23*AM20","v":1.1511532027491957},null,null,null,null,null,null,null,null,null,"m"]
[null,null,null,null,null,null,null,null,null,null,null,null,null,null,null,null,null,null,null,{"$f":"+Z25/2","v":-0.33207526853211561},null,null,null,null,null,{"$f":"-(Z24+AD24)*AA20","v":-0.66415053706423122},null,null,null,{"$f":"-(Z24+AD24)*AC20","v":-0.51656152882773543},null,null,null,null,null,{"$f":"+AD25/2","v":-0.25828076441386771},null,null,null,null,null,null,null,null,null,null,null,null,null,3.3]
[null,null,null,null,null,null,null,null,null,null,null,null,null,null,null,{"$f":"-T25*Q20","v":0.10044692513702114},null,{"$f":"T38*R36^3/12*10000","v":10.718749999999996},null,{"$f":"-T25*S20","v":0.15306198116117506},null,null,null,null,null,{"$f":"+T26/2","v":7.653099058058753E-2},null,{"$f":"AD38*AB36^3/12*10000","v":16.078124999999996},null,{"$f":"+AJ26/2","v":5.2468922691650981E-2},null,null,null,null,null,{"$f":"-AJ25*AK20","v":0.10493784538330196},null,{"$f":"AN38*AL36^3/12*10000","v":10.718749999999996},null,{"$f":"-AJ25*AM20","v":9.1990968355491989E-2}]
[null,null,null,null,null,null,null,null,null,null,null,null,null,null,null,null,null,null,null,{"$f":"+Z27/2","v":-2.6536802787174192E-2},null,null,null,null,null,{"$f":"-(Z26+AD26)*AA20","v":-5.3073605574348384E-2},null,null,null,{"$f":"-(Z26+AD26)*AC20","v":-4.1279471002270966E-2},null,null,null,null,null,{"$f":"+AD27/2","v":-2.0639735501135483E-2}]
[null,null,null,null,null,null,null,null,null,null,null,null,null,null,null,{"$f":"-T27*Q20","v":8.0269158697718265E-3},null,null,null,{"$f":"-T27*S20","v":1.2231490849176118E-2},null,null,null,null,null,{"$f":"+T28/2","v":6.1157454245880588E-3},null,null,null,{"$f":"+AJ28/2","v":4.1928971708086521E-3},null,null,null,null,null,{"$f":"-AJ27*AK20","v":8.3857943416173041E-3},null,null,null,{"$f":"-AJ27*AM20","v":7.3511833514177671E-3}]
[null,null,null,null,null,null,null,null,null,null,null,null,null,null,null,null,null,"I =",null,{"$f":"+Z29/2","v":-2.1206092982418876E-3},null,null,null,null,null,{"$f":"-(Z28+AD28)*AA20","v":-4.2412185964837753E-3},null,"I =",null,{"$f":"-(Z28+AD28)*AC20","v":-3.2987255750429362E-3},null,null,null,null,null,{"$f":"+AD29/2","v":-1.6493627875214681E-3},null,"I ="]
[null,null,null,null,null,null,null,null,null,null,null,null,null,null,null,{"$f":"-T29*S20","v":9.7744304142999218E-4},null,null,null,{"$f":"-T29*S20","v":9.7744304142999218E-4},null,null,null,null,null,null,null,null,null,null,null,null,null,null,null,{"$f":"-AJ29*AK20","v":6.7012569662584841E-4},null,null,null,{"$f":"-AJ29*AM20","v":5.8744785093824386E-4}]
[null,null,null,null,null,null,null,null,null,null,null,null,null,null,null,{"$f":"SUM(P21:Q30)","v":-20.303534603795583},null,null,null,{"$f":"SUM(T21:U30)","v":20.541548434048387},null,null,null,null,null,{"$f":"SUM(Z21:AA30)","v":-34.785330482358631},null,null,null,{"$f":"SUM(AD21:AE30)","v":40.681804488257271},null,null,null,null,null,{"$f":"SUM(AJ21:AK30)","v":-34.660318265558899},null,null,null,{"$f":"SUM(AN21:AO30)","v":28.20588573116817}]
[]
[]
[null,null,null,null,null,null,null,null,null,null,null,null,4,null,"m",null,null,null,null,null,null,null,3.5,null,"m",null,null,null,null,null,null,null,4.5,null,"m",null,null,null,null,null,null,null,3.85,null,"m"]
[]
[null,null,"mesnet genişliği=",null,null,null,null,0.25,null,"m",null,null,null,null,null,null,null,0.35,null,"m",null,null,null,null,null,null,null,0.35,null,"m",null,null,null,null,null,null,null,0.35,null,"m",null,null,"mesnet genişliği=",null,null,null,null,0.25,null,"m"]
[null,null,null,null,null,null,null,null,null,null,null,null,null,null,null,null,null,null,null,"m",null,null,null,null,null,null,null,null,null,"m",null,null,null,null,null,null,null,null,null,"m"]
[null,null,null,null,null,null,null,null,null,null,null,null,null,null,null,null,null,null,null,0.3,null,null,null,null,null,null,null,null,null,0.45,null,null,null,null,null,null,null,null,null,0.3]
[]
[]
[null,null,null,null,null,null,null,null,null,null,null,null,0.75,null,"m",null,null,null,null,null,null,null,0.75,null,"m",null,null,null,null,null,null,null,0.75,null,"m",null,null,null,null,null,null,null,0.75,null,"m"]
[]
[null,null,null,null,null,null,null,null,0.1,null,"m",null,null,null,null,"m",null,null,0.1,null,"m",null,null,null,null,"m",null,null,0.1,null,"m",null,null,null,null,"m",null,null,0.1,null,"m",null,null,null,null,"m"]
[null,null,null,null,null,null,null,null,null,null,null,null,null,null,null,0.5,null,null,null,null,null,null,null,null,null,0.5,null,null,null,null,null,null,null,null,null,0.5,null,null,null,null,null,null,null,null,null,0.5]
[]
[]
[]
[null,null,null,null,null,null,null,null,null,null,null,null,0.25,null,"m",null,null,null,null,null,null,null,0.25,null,"m",null,null,null,null,null,null,null,0.25,null,"m",null,null,null,null,null,null,null,0.25,null,"m"]
[]
[null,null,null,null,null,null,null,null,null,null,null,null,null,null,{"$f":"IF(T12<0,T12/2,\"\")","v":-5.4240266443508683E-2},null,null,null,null,null,{"$f":"IF(T12>0,T12/2,\"\")","v":""},null,null,null,{"$f":"IF(AD12<0,AD12/2,\"\")","v":-1.0580588870397558},null,null,null,null,null,{"$f":"IF(AD12>0,AD12/2,\"\")","v":""},null,null,null,{"$f":"IF(AN10<0,AN10/2,\"\")","v":""},null,null,null,null,null,{"$f":"IF(AN10>0,AN10/2,\"\")","v":1.2470102213134142}]
[]
[]
[]
[]
[null,null,null,null,null,"moment diyagramı (KNm)"]
[]
[null,null,null,null,null,null,null,null,null,null,null,null,null,null,null,null,null,null,{"$f":"-T31","v":-20.541548434048387},null,null,null,null,null,null,null,{"$f":"+Z31","v":-34.785330482358631},null,null,null,null,null,null,null,null,null,{"$f":"+AJ31","v":-34.660318265558899}]
[null,null,null,null,null,null,null,null,null,null,null,null,null,null,null,null,null,null,null,null,null,null,null,null,null,null,null,null,{"$f":"-AD31","v":-40.681804488257271}]
[null,null,null,null,null,null,null,null,null,null,null,null,null,null,null,null,{"$f":"IF(P31=0,\"\",+P31)","v":-20.303534603795583},null,null,null,null,null,null,null,null,null,null,null,null,null,null,null,null,null,null,null,null,null,{"$f":"IF(AN31=0,\"\",-AN31)","v":-28.20588573116817}]
[]
[null,null,null,null,null,null,null,null,null,null,null,null,null,null,{"$f":"IF(T12>0,-T12,\"\")","v":""},null,null,null,null,null,{"$f":"IF(T12<0,-T12,\"\")","v":0.10848053288701737},null,null,null,{"$f":"IF(AD12>0,-AD12,\"\")","v":""},null,null,null,null,null,{"$f":"IF(AD12<0,-AD12,\"\")","v":2.1161177740795116},null,null,null,{"$f":"IF(AN10>0,-AN10,\"\")","v":-2.4940204426268284},null,null,null,null,null,{"$f":"IF(AN10<0,-AN10,\"\")","v":""}]
[null,null,null,null,null,null,null,null,null,null,null,null,null,null,{"$f":"IF(O10<0,O10,\"\")","v":-0.12919730132030194},null,null,null,null,null,{"$f":"IF(O10>0,O10,\"\")","v":""},null,null,null,{"$f":"IF(Y12<0,Y12,\"\")","v":-3.7803562318191259},null,null,null,null,null,{"$f":"IF(Y12>0,Y12,\"\")","v":""},null,null,null,{"$f":"IF(AI12<0,AI12,\"\")","v":""},null,null,null,null,null,{"$f":"IF(AI12>0,AI12,\"\")","v":3.9604120917638976}]
[]
[null,null,null,null,null,null,null,null,null,null,null,{"$f":"IF(M115=0,\"\",+M115)","v":11.136462440000724},null,null,null,null,null,null,null,null,null,null,null,null,null,null,null,null,null,null,null,null,null,null,null,null,null,null,null,null,null,null,null,{"$f":"IF(AQ115=0,\"\",+AQ115)","v":7.108845449915048}]
[]
[null,null,null,null,null,null,null,null,null,null,null,null,null,null,null,null,null,null,null,null,null,null,{"$f":"+W115","v":10.949051892065491},null,null,null,null,null,null,null,null,null,{"$f":"+AG115","v":25.645999286134028}]
[]
[]
[]
[]
[]
[]
[null,null,null,null,null,null,null,null,null,null,null,null,null,null,{"$f":"IF(O10>0,-O10/2,\"\")","v":""},null,null,null,null,null,{"$f":"IF(O10<0,-O10/2,\"\")","v":6.4598650660150969E-2},null,null,null,{"$f":"IF(Y12>0,-Y12/2,\"\")","v":""},null,null,null,null,null,{"$f":"IF(Y12<0,-Y12/2,\"\")","v":1.890178115909563},null,null,null,{"$f":"IF(AI12>0,-AI12/2,\"\")","v":-1.9802060458819488},null,null,null,null,null,{"$f":"IF(AI12<0,-AI12/2,\"\")","v":""}]
[]
[null,null,null,null,null,null,null,null,null,null,null,null,null,null,{"$f":"IF(T12<0,(T12+T12/2)/$AX$14,\"\")","v":-4.9309333130462443E-2},null,null,null,null,null,{"$f":"IF(T12>0,(T12+T12/2)/$AX$14,\"\")","v":""},null,null,null,{"$f":"IF(AD12<0,(AD12+AD12/2)/$AX$14,\"\")","v":-0.96187171549068717},null,null,null,null,null,{"$f":"IF(AD12>0,(AD12+AD12/2)/$AX$14,\"\")","v":""},null,null,null,{"$f":"IF(AN10<0,(AN10+AN10/2)/$AX$14,\"\")","v":""},null,null,null,null,null,{"$f":"IF(AN10>0,(AN10+AN10/2)/$AX$14,\"\")","v":1.1336456557394676}]
[]
[]
[]
[]
[null,null,null,null,null,"kesme kuvveti diyagramı (KN)"]
[]
[]
[null,null,null,null,null,null,null,{"$f":"+M107","v":14.924116349051104},null,null,null,null,null,null,null,null,null,null,null,null,null,null,null,null,null,null,null,null,null,null,null,null,null,null,null,null,null,null,{"$f":"+AQ107","v":26.576204086017704}]
[null,null,null,null,null,null,null,null,null,null,null,null,null,null,null,null,null,null,{"$f":"+W107","v":39.680347986197077},null,null,null,null,null,null,null,null,null,{"$f":"+AG107","v":57.588108049488532}]
[]
[null,null,null,null,null,null,null,null,null,null,null,null,null,null,{"$f":"IF(O75<0,O75,\"\")","v":-4.9309333130462443E-2},null,null,null,null,null,{"$f":"IF(U75>0,U75,\"\")","v":""},null,null,null,{"$f":"IF(Y75<0,Y75,\"\")","v":-0.96187171549068717},null,null,null,null,null,{"$f":"IF(AE75>0,AE75,\"\")","v":""},null,null,null,{"$f":"IF(AI75<0,AI75,\"\")","v":""},null,null,null,null,null,{"$f":"IF(AO75>0,AO75,\"\")","v":1.1336456557394676}]
[null,null,null,null,null,null,null,null,null,null,null,null,null,null,{"$f":"IF(O98<0,O98,\"\")","v":-5.87260460546827E-2},null,null,null,null,null,{"$f":"IF(U98>0,U98,\"\")","v":""},null,null,null,{"$f":"IF(Y98<0,Y98,\"\")","v":-1.7183437417359664},null,null,null,null,null,{"$f":"IF(AE98>0,AE98,\"\")","v":""},null,null,null,{"$f":"IF(AI98<0,AI98,\"\")","v":""},null,null,null,null,null,{"$f":"IF(AO98>0,AO98,\"\")","v":1.8001873144381353}]
[]
[null,null,null,null,null,null,null,null,null,null,null,null,null,null,null,null,{"$f":"-M108","v":-25.075883650948896},null,null,null,null,null,null,null,null,null,{"$f":"-W108","v":-47.819652013802923},null,null,null,null,null,null,null,null,null,{"$f":"-AG108","v":-54.911891950511468}]
[null,null,null,null,null,null,null,null,null,null,null,null,null,null,null,null,null,null,null,null,null,null,null,null,null,null,null,null,null,null,null,null,null,null,null,null,null,null,null,null,null,null,null,null,null,null,null,{"$f":"-AQ108","v":-11.923795913982296}]
[]
[null,null,null,null,null,null,null,null,null,"x=",{"$f":"+M114","v":1.4924116349051104},null,"m",null,null,null,null,null,null,"x=",{"$f":"+W114","v":1.5872139194478829},null,"m",null,null,null,null,null,null,"x=",{"$f":"+AG114","v":2.3035243219795412},null,"m",null,null,null,null,null,null,null,null,null,null,null,"x=",{"$f":"+AQ34-AQ114","v":1.1923795913982298},null,"m"]
[]
[]
[]
[]
[]
[null,null,null,null,null,null,null,null,null,null,null,null,null,null,{"$f":"IF(O10<0,(O10+O10/2)/$AX$25,\"\")","v":-5.87260460546827E-2},null,null,null,null,null,{"$f":"IF(O10>0,(O10+O10/2)/$AX$25,\"\")","v":""},null,null,null,{"$f":"IF(Y12<0,(Y12+Y12/2)/$AX$25,\"\")","v":-1.7183437417359664},null,null,null,null,null,{"$f":"IF(Y12>0,(Y12+Y12/2)/$AX$25,\"\")","v":""},null,null,null,{"$f":"IF(AI12<0,(AI12+AI12/2)/$AX$25,\"\")","v":""},null,null,null,null,null,{"$f":"IF(AI12>0,(AI12+AI12/2)/$AX$25,\"\")","v":1.8001873144381353}]
[]
[null,null,"kiriş faydalı yükseklik \nd = h - d'     (m)",null,null,null,null,null,{"$f":"P44-Y3","v":0.47},null,null,null,null,null,null,null,null,null,{"$f":"Z44-Y3","v":0.47},null,null,null,null,null,null,null,null,null,{"$f":"AJ44-Y3","v":0.47},null,null,null,null,null,null,null,null,null,{"$f":"AT44-Y3","v":0.47}]
[]
[]
[]
[null,null,null,null,null,null,null,null,"yayılı yük =",null,null,null,{"$f":"+M19","v":10},null,"KN/m",null,null,null,"yayılı yük =",null,null,null,{"$f":"+W19","v":25},null,"KN/m",null,null,null,"yayılı yük =",null,null,null,{"$f":"+AG19","v":25},null,"KN/m",null,null,null,"yayılı yük =",null,null,null,{"$f":"+AQ19","v":10},null,"KN/m"]
[null,null,null,null,null,null,null,null,"sol moment=",null,null,null,0,null,"KNm",null,null,null,"sol moment=",null,null,null,{"$f":"+T31","v":20.541548434048387},null,"KNm",null,null,null,"sol moment=",null,null,null,{"$f":"+AD31","v":40.681804488257271},null,"KNm",null,null,null,"sol moment=",null,null,null,{"$f":"+AN31","v":28.20588573116817},null,"KNm"]
[null,null,null,null,null,null,null,null,"sağ moment=",null,null,null,{"$f":"-P31","v":20.303534603795583},null,"KNm",null,null,null,"sağ moment=",null,null,null,{"$f":"-Z31","v":34.785330482358631},null,"KNm",null,null,null,"sağ moment=",null,null,null,{"$f":"-AJ31","v":34.660318265558899},null,"KNm",null,null,null,"sağ moment=",null,null,null,0,null,"KNm"]
[null,null,null,null,null,null,null,null,null,null,null,"A=",{"$f":"(M104*M109*M109/2+M105-M106)/M109","v":14.924116349051104},null,"KN",null,null,null,null,null,null,"A=",{"$f":"(W104*W109*W109/2+W105-W106)/W109","v":39.680347986197077},null,"KN",null,null,null,null,null,null,"A=",{"$f":"(AG104*AG109*AG109/2+AG105-AG106)/AG109","v":57.588108049488532},null,"KN",null,null,null,null,null,null,"A=",{"$f":"(AQ104*AQ109*AQ109/2+AQ105-AQ106)/AQ109","v":26.576204086017704},null,"KN"]
[null,null,null,null,null,null,null,null,null,null,null,"B=",{"$f":"M104*M109-M107","v":25.075883650948896},null,"KN",null,null,null,null,null,null,"B=",{"$f":"W104*W109-W107","v":47.819652013802923},null,"KN",null,null,null,null,null,null,"B=",{"$f":"AG104*AG109-AG107","v":54.911891950511468},null,"KN",null,null,null,null,null,null,"B=",{"$f":"AQ104*AQ109-AQ107","v":11.923795913982296},null,"KN"]
[null,null,null,null,null,null,null,null,null,null,null,"L=",{"$f":"+M34","v":4},null,"m",null,null,null,null,null,null,"L=",{"$f":"+W34","v":3.5},null,"m",null,null,null,null,null,null,"L=",{"$f":"+AG34","v":4.5},null,"m",null,null,null,null,null,null,"L=",{"$f":"+AQ34","v":3.85},null,"m"]
[null,null,null,null,null,null,null,null,"sol mes.gen=",null,null,null,{"$f":"+H36","v":0.25},null,"m",null,null,null,"sol mes.gen=",null,null,null,{"$f":"+R36","v":0.35},null,"m",null,null,null,"sol mes.gen=",null,null,null,{"$f":"+AB36","v":0.35},null,"m",null,null,null,"sol mes.gen=",null,null,null,{"$f":"+AL36","v":0.35},null,"m"]
[null,null,null,null,null,null,null,null,"sağ mes.gen=",null,null,null,{"$f":"+R36","v":0.35},null,"m",null,null,null,"sağ mes.gen=",null,null,null,{"$f":"+AB36","v":0.35},null,"m",null,null,null,"sağ mes.gen=",null,null,null,{"$f":"+AL36","v":0.35},null,"m",null,null,null,"sağ mes.gen=",null,null,null,{"$f":"+AV36","v":0.25},null,"m"]
[null,null,null,null,null,null,null,null,null,null,null,"d=",{"$f":"+I100","v":0.47},null,"m",null,null,null,null,null,null,"d=",{"$f":"+S100","v":0.47},null,"m",null,null,null,null,null,null,"d=",{"$f":"+AC100","v":0.47},null,"m",null,null,null,null,null,null,"d=",{"$f":"+AM100","v":0.47},null,"m"]
[null,null,null,null,null,null,null,null,null,null,null,"h=",{"$f":"+P44","v":0.5},null,"m",null,null,null,null,null,null,"h=",{"$f":"+Z44","v":0.5},null,"m",null,null,null,null,null,null,"h=",{"$f":"+AJ44","v":0.5},null,"m",null,null,null,null,null,null,"h=",{"$f":"+AT44","v":0.5},null,"m"]
[null,null,null,null,null,null,null,null,null,null,null,"x=",{"$f":"((M107*M109)/(M107+M108))","v":1.4924116349051104},null,"m",null,null,null,null,null,null,"x=",{"$f":"((W107*W109)/(W107+W108))","v":1.5872139194478829},null,"m",null,null,null,null,null,null,"x=",{"$f":"((AG107*AG109)/(AG107+AG108))","v":2.3035243219795412},null,"m",null,null,null,null,null,null,"x=",{"$f":"((AQ107*AQ109)/(AQ107+AQ108))","v":2.6576204086017703},null,"m"]
[null,null,null,null,null,null,null,null,null,null,"Maç=",null,{"$f":"((((M105-M106)/M109+M104*M109*0.5)^2/(2*M104))-M105)","v":11.136462440000724},null,"KNm",null,null,null,null,null,"Maç=",null,{"$f":"((((W105-W106)/W109+W104*W109*0.5)^2/(2*W104))-W105)","v":10.949051892065491},null,"KNm",null,null,null,null,null,"Maç=",null,{"$f":"((((AG105-AG106)/AG109+AG104*AG109*0.5)^2/(2*AG104))-AG105)","v":25.645999286134028},null,"KNm",null,null,null,null,null,"Maç=",null,{"$f":"((((AQ105-AQ106)/AQ109+AQ104*AQ109*0.5)^2/(2*AQ104))-AQ105)","v":7.108845449915048},null,"KNm"]
[null,null,null,null,null,null,null,null,"sol mesnet yüzü kesme kuv. =",null,null,null,{"$f":"(M107-M104*M110/2)","v":13.674116349051104},null,"KN",null,null,null,"sol mesnet yüzü kesme kuv. =",null,null,null,{"$f":"(W107-W104*W110/2)","v":35.305347986197077},null,"KN",null,null,null,"sol mesnet yüzü kesme kuv. =",null,null,null,{"$f":"(AG107-AG104*AG110/2)","v":53.213108049488532},null,"KN",null,null,null,"sol mesnet yüzü kesme kuv. =",null,null,null,{"$f":"(AQ107-AQ104*AQ110/2)","v":24.826204086017704},null,"KN"]
[null,null,null,null,null,null,null,null,"sol mesnet yüzünden d mesafede kesme kuv. =",null,null,null,{"$f":"(M107-(M104*(M112+M110/2)))","v":8.9741163490511049},null,"KN",null,null,null,"sol mesnet yüzünden d mesafede kesme kuv. =",null,null,null,{"$f":"(W107-(W104*(W112+W110/2)))","v":23.555347986197077},null,"KN",null,null,null,"sol mesnet yüzünden d mesafede kesme kuv. =",null,null,null,{"$f":"(AG107-(AG104*(AG112+AG110/2)))","v":41.463108049488532},null,"KN",null,null,null,"sol mesnet yüzünden d mesafede kesme kuv. =",null,null,null,{"$f":"(AQ107-(AQ104*(AQ112+AQ110/2)))","v":20.126204086017704},null,"KN"]
[null,null,null,null,null,null,null,null,"sol mesnet yüzünden 2*h mesafede kesme kuv. =",null,null,null,{"$f":"(M107-(M104*(2*M113+M110/2)))","v":3.6741163490511042},null,"KN",null,null,null,"sol mesnet yüzünden 2*h mesafede kesme kuv. =",null,null,null,{"$f":"(W107-(W104*(2*W113+W110/2)))","v":10.305347986197077},null,"KN",null,null,null,"sol mesnet yüzünden 2*h mesafede kesme kuv. =",null,null,null,{"$f":"(AG107-(AG104*(2*AG113+AG110/2)))","v":28.213108049488532},null,"KN",null,null,null,"sol mesnet yüzünden 2*h mesafede kesme kuv. =",null,null,null,{"$f":"(AQ107-(AQ104*(2*AQ113+AQ110/2)))","v":14.826204086017704},null,"KN"]
[null,null,null,null,null,null,null,null,"sol mesnet yüzü moment =",null,null,null,{"$f":"M105-((M107+M116)/2*M110/2)","v":-1.787389543631388},null,"KNm",null,null,null,"sol mesnet yüzü moment =",null,null,null,{"$f":"W105-((W107+W116)/2*W110/2)","v":13.980300036463898},null,"KNm",null,null,null,"sol mesnet yüzü moment =",null,null,null,{"$f":"AG105-((AG107+AG116)/2*AG110/2)","v":30.986698079596778},null,"KNm",null,null,null,"sol mesnet yüzü moment =",null,null,null,{"$f":"AQ105-((AQ107+AQ116)/2*AQ110/2)","v":23.708175016115071},null,"KNm"]
[null,null,null,null,null,null,null,null,"sağ mesnet yüzü kesme kuv. =",null,null,null,{"$f":"(M108-M104*M111/2)","v":23.325883650948896},null,"KN",null,null,null,"sağ mesnet yüzü kesme kuv. =",null,null,null,{"$f":"(W108-W104*W111/2)","v":43.444652013802923},null,"KN",null,null,null,"sağ mesnet yüzü kesme kuv. =",null,null,null,{"$f":"(AG108-AG104*AG111/2)","v":50.536891950511468},null,"KN",null,null,null,"sağ mesnet yüzü kesme kuv. =",null,null,null,{"$f":"(AQ108-AQ104*AQ111/2)","v":10.673795913982296},null,"KN"]
[null,null,null,null,null,null,null,null,"sağ mesnet yüzünden d mesafede kesme kuv. =",null,null,null,{"$f":"(M108-(M104*(M112+M111/2)))","v":18.625883650948897},null,"KN",null,null,null,"sağ mesnet yüzünden d mesafede kesme kuv. =",null,null,null,{"$f":"(W108-(W104*(W112+W111/2)))","v":31.694652013802923},null,"KN",null,null,null,"sağ mesnet yüzünden d mesafede kesme kuv. =",null,null,null,{"$f":"(AG108-(AG104*(AG112+AG111/2)))","v":38.786891950511468},null,"KN",null,null,null,"sağ mesnet yüzünden d mesafede kesme kuv. =",null,null,null,{"$f":"(AQ108-(AQ104*(AQ112+AQ111/2)))","v":5.9737959139822969},null,"KN"]
[null,null,null,null,null,null,null,null,"sağ mesnet yüzünden 2*h mesafede kesme kuv. =",null,null,null,{"$f":"(M108-(M104*(2*M113+M111/2)))","v":13.325883650948896},null,"KN",null,null,null,"sağ mesnet yüzünden 2*h mesafede kesme kuv. =",null,null,null,{"$f":"(W108-(W104*(2*W113+W111/2)))","v":18.444652013802923},null,"KN",null,null,null,"sağ mesnet yüzünden 2*h mesafede kesme kuv. =",null,null,null,{"$f":"(AG108-(AG104*(2*AG113+AG111/2)))","v":25.536891950511468},null,"KN",null,null,null,"sağ mesnet yüzünden 2*h mesafede kesme kuv. =",null,null,null,{"$f":"(AQ108-(AQ104*(2*AQ113+AQ111/2)))","v":0.67379591398229621},null,"KN"]
[null,null,null,null,null,null,null,null,"sağ mesnet yüzü moment =",null,null,null,{"$f":"M106-((M108+M120)/2*M111/2)","v":16.068379964879526},null,"KNm",null,null,null,"sağ mesnet yüzü moment =",null,null,null,{"$f":"W106-((W108+W120)/2*W111/2)","v":26.79970387994312},null,"KNm",null,null,null,"sağ mesnet yüzü moment =",null,null,null,{"$f":"AG106-((AG108+AG120)/2*AG111/2)","v":25.433549674219393},null,"KNm",null,null,null,"sağ mesnet yüzü moment =",null,null,null,{"$f":"AQ106-((AQ108+AQ120)/2*AQ111/2)","v":-1.412349489247787},null,"KNm"]
[null,null,"kiriş kolon yüzünden d mesafede kesme kuvveti (KN)",null,null,null,null,null,"---",null,null,null,null,null,{"$f":"+M121","v":18.625883650948897},null,null,null,{"$f":"+W117","v":23.555347986197077},null,null,null,null,null,{"$f":"+W121","v":31.694652013802923},null,null,null,{"$f":"+AG117","v":41.463108049488532},null,null,null,null,null,{"$f":"+AG121","v":38.786891950511468},null,null,null,{"$f":"+AQ117","v":20.126204086017704},null,null,null,null,null,"---"]
[]
[]
[]
[]
[null,null,"kiriş kolon yüzünden 2*h mesafede kesme kuvveti (KN)",null,null,null,null,null,{"$f":"+M118","v":3.6741163490511042},null,null,null,null,null,{"$f":"+M122","v":13.325883650948896},null,null,null,{"$f":"+W118","v":10.305347986197077},null,null,null,null,null,{"$f":"+W122","v":18.444652013802923},null,null,null,{"$f":"+AG118","v":28.213108049488532},null,null,null,null,null,{"$f":"+AG122","v":25.536891950511468},null,null,null,{"$f":"+AQ118","v":14.826204086017704},null,null,null,null,null,{"$f":"+AQ122","v":0.67379591398229621}]
[]
[]
[]
[]
[null,null,"kiriş kolon yüzü kesme kuvveti (KN)",null,null,null,null,null,{"$f":"+M116","v":13.674116349051104},null,null,null,null,null,{"$f":"+M120","v":23.325883650948896},null,null,null,{"$f":"+W116","v":35.305347986197077},null,null,null,null,null,{"$f":"+W120","v":43.444652013802923},null,null,null,{"$f":"+AG116","v":53.213108049488532},null,null,null,null,null,{"$f":"+AG120","v":50.536891950511468},null,null,null,{"$f":"+AQ116","v":24.826204086017704},null,null,null,null,null,{"$f":"+AQ120","v":10.673795913982296}]
[]
[]
[null,null,"kiriş kolon yüzü moment (KNm)",null,null,null,null,null,{"$f":"+M119","v":-1.787389543631388},null,null,null,null,null,{"$f":"+M123","v":16.068379964879526},null,null,null,{"$f":"+W119","v":13.980300036463898},null,null,null,null,null,{"$f":"+W123","v":26.79970387994312},null,null,null,{"$f":"+AG119","v":30.986698079596778},null,null,null,null,null,{"$f":"+AG123","v":25.433549674219393},null,null,null,{"$f":"+AQ119","v":23.708175016115071},null,null,null,null,null,{"$f":"+AQ123","v":-1.412349489247787}]

{"sheet":"5_aciklikli","index":3,"n_rows":137,"n_cols":66,"rows_kept":137,"cut":false,"hidden":false,"merged":[[2,24,2,25],[3,17,3,18],[3,27,3,28],[3,37,3,38],[3,47,3,48],[5,19,6,19],[5,29,6,29],[5,39,6,39],[9,34,9,35],[9,37,10,37],[9,39,9,40],[9,44,9,45],[9,47,10,47],[9,49,9,50],[5,49,6,49],[7,14,7,15],[7,49,7,50],[8,49,8,50],[9,14,9,15],[9,17,10,17],[9,19,9,20],[9,24,9,25],[9,27,10,27],[9,29,9,30],[10,14,10,15],[10,24,10,25],[10,29,10,30],[10,44,10,45],[10,49,10,50],[11,14,11,15],[11,17,13,17],[11,19,11,20],[11,24,11,25],[11,27,13,27],[11,49,11,50],[12,14,12,15],[12,19,12,20],[12,24,12,25],[12,29,12,30],[12,34,12,35],[12,39,12,40],[12,44,12,45],[12,49,12,50],[11,29,11,30],[11,34,11,35],[11,37,13,37],[11,39,11,40],[11,44,11,45],[11,47,13,47],[13,44,13,45],[13,49,13,50],[13,59,15,59],[14,14,14,15],[14,17,15,17],[14,19,14,20],[14,24,14,25],[14,27,15,27],[14,29,14,30],[14,34,14,35],[14,37,15,37],[13,14,13,15],[13,19,13,20],[13,24,13,25],[13,29,13,30],[13,34,13,35],[13,39,13,40],[14,39,14,40],[14,44,14,45],[14,47,15,47],[14,49,14,50],[15,19,15,20],[15,24,15,25],[15,29,15,30],[15,34,15,35],[15,39,15,40],[15,44,15,45],[16,44,16,45],[16,47,18,47],[18,12,18,13],[18,22,18,23],[18,32,18,33],[18,42,18,43],[18,52,18,53],[16,29,16,30],[16,34,16,35],[16,37,18,37],[16,39,16,40],[16,17,18,17],[16,19,16,20],[16,24,16,25],[16,27,18,27],[19,36,19,37],[19,38,19,39],[19,42,19,43],[19,46,19,47],[19,48,19,49],[20,15,20,16],[20,17,22,17],[20,19,20,20],[20,25,20,26],[20,27,22,27],[19,16,19,17],[19,18,19,19],[19,22,19,23],[19,26,19,27],[19,28,19,29],[19,32,19,33],[20,49,20,50],[21,15,21,16],[21,19,21,20],[21,25,21,26],[21,29,21,30],[21,35,21,36],[21,39,21,40],[21,45,21,46],[23,37,24,37],[23,39,23,40],[21,49,21,50],[20,29,20,30],[20,35,20,36],[20,37,22,37],[20,39,20,40],[20,45,20,46],[20,47,22,47],[22,45,22,46],[22,49,22,50],[22,15,22,16],[22,19,22,20],[22,25,22,26],[22,29,22,30],[22,35,22,36],[22,39,22,40],[23,45,23,46],[23,47,24,47],[23,49,23,50],[24,15,24,16],[24,19,24,20],[24,25,24,26],[24,29,24,30],[24,35,24,36],[24,39,24,40],[24,45,24,46],[24,49,24,50],[23,15,23,16],[23,17,24,17],[23,19,23,20],[23,25,23,26],[23,27,24,27],[23,29,23,30],[23,35,23,36],[24,59,26,59],[25,15,25,16],[25,17,27,17],[25,19,25,20],[25,25,25,26],[25,27,27,27],[25,29,25,30],[25,35,25,36],[25,37,27,37],[25,39,25,40],[25,45,25,46],[25,47,27,47],[25,49,25,50],[26,15,26,16],[26,19,26,20],[26,25,26,26],[26,29,26,30],[26,35,26,36],[26,39,26,40],[26,45,26,46],[26,49,26,50],[27,15,27,16],[27,19,27,20],[27,25,27,26],[28,15,28,16],[28,17,29,17],[28,19,28,20],[28,25,28,26],[28,27,29,27],[28,29,28,30],[29,15,29,16],[29,19,29,20],[29,25,29,26],[29,29,29,30],[30,29,30,30],[30,35,30,36],[30,39,30,40],[30,45,30,46],[27,29,27,30],[27,35,27,36],[27,39,27,40],[27,45,27,46],[27,49,27,50],[28,35,28,36],[28,37,29,37],[28,39,28,40],[28,45,28,46],[28,47,29,47],[28,49,28,50],[29,35,29,36],[29,39,29,40],[29,45,29,46],[35,57,35,58],[49,14,49,15],[49,20,49,21],[56,18,56,19],[49,40,49,41],[57,36,57,37],[30,15,30,16],[30,49,30,50],[1,1,1,62],[40,12,40,13],[42,8,42,9],[43,15,45,15],[47,12,47,13],[19,12,19,13],[40,52,40,53],[42,48,42,49],[43,55,45,55],[47,52,47,53],[43,25,45,25],[43,35,45,35],[43,45,45,45],[47,22,47,23],[47,32,47,33],[47,42,47,43],[19,52,19,53],[35,7,35,8],[37,49,38,49],[40,22,40,23],[40,32,40,33],[40,42,40,43],[42,18,42,19],[42,28,42,29],[42,38,42,39],[35,17,35,18],[35,27,35,28],[35,37,35,38],[35,47,35,48],[37,19,38,19],[37,29,38,29],[37,39,38,39],[33,12,33,13],[29,49,29,50],[33,22,33,23],[33,32,33,33],[33,42,33,43],[33,52,33,53],[30,19,30,20],[30,25,30,26],[61,30,61,31],[60,34,60,35],[82,7,82,8],[58,16,58,17],[60,14,60,15],[60,20,60,21],[61,14,61,15],[61,20,61,21],[63,11,63,12],[61,34,61,35],[61,40,61,41],[72,34,72,35],[72,40,72,41],[86,24,86,25],[86,30,86,31],[88,26,88,27],[49,44,49,45],[88,36,88,37],[49,34,49,35],[74,34,74,35],[72,24,72,25],[72,30,72,31],[74,24,74,25],[74,30,74,31],[83,28,83,29],[85,24,85,25],[85,30,85,31],[49,24,49,25],[49,30,49,31],[57,28,57,29],[56,26,56,27],[60,24,60,25],[60,30,60,31],[61,24,61,25],[97,40,97,41],[85,34,85,35],[85,40,85,41],[86,34,86,35],[86,40,86,41],[104,12,104,13],[104,22,104,23],[104,32,104,33],[49,50,49,51],[56,46,56,47],[58,48,58,49],[60,44,60,45],[60,50,60,51],[61,44,61,45],[74,40,74,41],[83,38,83,39],[57,38,57,39],[61,50,61,51],[72,44,72,45],[72,50,72,51],[74,44,74,45],[74,50,74,51],[82,48,82,49],[60,40,60,41],[105,12,105,13],[105,22,105,23],[105,32,105,33],[89,57,89,58],[99,2,102,7],[99,8,102,17],[99,18,102,27],[99,28,102,37],[103,12,103,13],[103,22,103,23],[103,32,103,33],[99,48,102,57],[103,52,103,53],[97,44,97,45],[97,50,97,51],[97,24,97,25],[97,30,97,31],[97,14,97,15],[97,20,97,21],[104,52,104,53],[105,52,105,53],[91,55,91,56],[91,10,91,11],[97,34,97,35],[108,12,108,13],[108,22,108,23],[108,32,108,33],[109,12,109,13],[109,22,109,23],[109,32,109,33],[106,12,106,13],[106,22,106,23],[106,32,106,33],[107,12,107,13],[107,22,107,23],[107,32,107,33],[112,12,112,13],[112,22,112,23],[112,32,112,33],[113,12,113,13],[113,22,113,23],[113,32,113,33],[110,12,110,13],[110,22,110,23],[110,32,110,33],[111,12,111,13],[111,22,111,23],[111,32,111,33],[116,12,116,13],[116,22,116,23],[116,32,116,33],[117,12,117,13],[117,22,117,23],[117,32,117,33],[114,12,114,13],[114,22,114,23],[114,32,114,33],[115,12,115,13],[115,22,115,23],[115,32,115,33],[120,12,120,13],[120,22,120,23],[120,32,120,33],[121,12,121,13],[121,22,121,23],[121,32,121,33],[118,12,118,13],[118,22,118,23],[118,32,118,33],[119,12,119,13],[119,22,119,23],[119,32,119,33],[122,12,122,13],[122,22,122,23],[122,32,122,33],[123,2,127,7],[123,8,127,11],[123,12,127,13],[123,14,127,17],[123,18,127,21],[123,22,127,23],[123,24,127,27],[136,2,138,7],[136,8,138,11],[136,12,138,13],[136,14,138,17],[136,18,138,21],[136,22,138,23],[136,24,138,27],[128,28,132,31],[128,32,132,33],[133,2,135,7],[133,8,135,11],[133,12,135,13],[133,14,135,17],[133,18,135,21],[133,22,135,23],[133,24,135,27],[128,2,132,7],[128,8,132,11],[128,12,132,13],[128,14,132,17],[128,18,132,21],[128,22,132,23],[128,24,132,27],[136,28,138,31],[99,38,102,47],[103,42,103,43],[104,42,104,43],[105,42,105,43],[106,42,106,43],[107,42,107,43],[108,42,108,43],[136,44,138,47],[121,42,121,43],[122,42,122,43],[123,44,127,47],[128,44,132,47],[133,28,135,31],[133,32,135,33],[133,34,135,37],[128,34,132,37],[123,28,127,31],[123,32,127,33],[123,34,127,37],[136,38,138,41],[136,42,138,43],[123,38,127,41],[123,42,127,43],[128,38,132,41],[128,42,132,43],[136,32,138,33],[136,34,138,37],[106,52,106,53],[107,52,107,53],[108,52,108,53],[109,52,109,53],[133,38,135,41],[133,42,135,43],[133,44,135,47],[115,42,115,43],[116,42,116,43],[117,42,117,43],[118,42,118,43],[119,42,119,43],[120,42,120,43],[109,42,109,43],[110,42,110,43],[111,42,111,43],[112,42,112,43],[113,42,113,43],[114,42,114,43],[116,52,116,53],[117,52,117,53],[118,52,118,53],[119,52,119,53],[120,52,120,53],[121,52,121,53],[110,52,110,53],[111,52,111,53],[112,52,112,53],[113,52,113,53],[114,52,114,53],[115,52,115,53],[133,48,135,51],[133,52,135,53],[133,54,135,57],[136,48,138,51],[136,52,138,53],[136,54,138,57],[122,52,122,53],[123,48,127,51],[123,52,127,53],[123,54,127,57],[128,48,132,51],[128,52,132,53],[128,54,132,57],[63,53,63,54],[65,22,65,23],[65,32,65,33],[65,42,65,43],[91,20,91,21],[91,30,91,31],[91,40,91,41],[85,44,85,45],[85,50,85,51],[86,44,86,45],[86,50,86,51],[88,46,88,47],[83,18,83,19],[85,14,85,15],[85,20,85,21],[86,14,86,15],[86,20,86,21],[88,16,88,17],[72,14,72,15],[72,20,72,21],[74,14,74,15],[74,20,74,21]]}
[]
[null,"SABİT MESNETLİ ÇERÇEVE CROSS ( 5 açıklıklı )\n(inş.müh. Gürcan BERBEROĞLU tel:0532 366 02 04   www.betoncelik.com )                                                                                                                                                                     "]
[null,null,null,null,null,null,null,null,null,null,null,null,null,null,null,null,null,null,null,"pas payı  d ' =",null,null,null,null,0.03,null,"m",null,null,null,null,null,"dikkat sadece sarı hücrelere rakam giriniz."]
[null,null,null,null,null,null,null,null,null,null,null,null,null,null,null,null,null,0.35,null,"m",null,null,null,null,null,null,null,0.4,null,"m",null,null,null,null,null,null,null,0.4,null,"m",null,null,null,null,null,null,null,0.35,null,"m",null,null,null,null,null,null,null,null,null,null,null,null,null,null,null,"Not : baş ve sonda kirişe oturan mesnet durumunda kirişin kolon yüzü kesme kuvveti dikkate alınır."]
[null,null,null,null,null,null,null,null,null,null,null,null,null,null,null,null,null,null,null,"m",null,null,null,null,null,null,null,null,null,"m",null,null,null,null,null,null,null,null,null,"m",null,null,null,null,null,null,null,null,null,"m"]
[null,null,null,null,null,null,null,null,null,null,null,null,null,null,null,null,null,null,null,0.4,null,null,null,null,null,null,null,null,null,0.35,null,null,null,null,null,null,null,null,null,0.35,null,null,null,null,null,null,null,null,null,0.4]
[]
[]
[]
[null,null,null,null,null,null,null,null,null,null,null,null,null,null,{"$f":"SUM(O11:P15)","v":-16.236970461001224},null,null,"dm4",null,null,null,null,null,null,null,null,null,"dm4",null,null,null,null,null,null,null,null,null,"dm4",null,null,null,null,null,null,null,null,null,"dm4",null,{"$f":"SUM(AX11:AY15)","v":3.0112950480708593}]
[null,null,null,null,null,null,null,null,null,null,null,null,null,null,{"$f":"-T29*R21","v":-2.6830878181857449E-4}]
[null,null,null,null,null,null,null,null,null,null,null,null,null,null,{"$f":"-T27*R21","v":-3.343163275924611E-3},null,null,{"$f":"T6*R4^3/12*10000","v":14.291666666666663},null,{"$f":"SUM(T13:U17)","v":-6.3648924207124784},null,null,null,null,{"$f":"SUM(Y13:Z17)","v":1.6583774363552184E-3},null,null,{"$f":"AD6*AB4^3/12*10000","v":18.666666666666668},null,{"$f":"SUM(AD13:AE17)","v":9.0590226061532109E-4},null,null,null,null,{"$f":"SUM(AI13:AJ17)","v":2.7456256863390971},null,null,{"$f":"AN6*AL4^3/12*10000","v":18.666666666666668},null,{"$f":"SUM(AN13:AO17)","v":3.1876651959311069},null,null,null,null,{"$f":"SUM(AS13:AT17)","v":8.7792858544339953},null,null,{"$f":"AX6*AV4^3/12*10000","v":14.291666666666663},null,{"$f":"-AT28*AV17","v":4.6309141542698437E-4}]
[null,null,null,null,null,null,null,null,null,null,null,null,null,null,{"$f":"-T25*R21","v":-3.7127755051563842E-2},null,null,null,null,{"$f":"-T29*R17","v":-1.0517704247288118E-4},null,null,null,null,null,null,null,null,null,null,null,null,null,null,{"$f":"-(AJ29+AN29)*AL21","v":-2.3094911137082951E-4},null,null,null,null,{"$f":"-(AJ29+AN29)*AL17","v":-2.6813139460740303E-4},null,null,null,null,null,null,null,null,null,{"$f":"-AT26*AV17","v":6.0388343362558182E-3},null,null,null,null,null,null,null,null,null,"m"]
[null,null,null,null,null,null,null,null,null,null,null,null,null,null,{"$f":"-T23*R21","v":4.044901861652779E-2},null,null,null,null,{"$f":"-T27*R17","v":-1.3105200041624472E-3},null,null,null,null,{"$f":"-(Z28+AD28)*AB21","v":1.5332329715187045E-3},null,null,null,null,{"$f":"-(Z28+AD28)*AB17","v":8.375410714712751E-4},null,null,null,null,{"$f":"-(AJ27+AN27)*AL21","v":-2.9344386009546282E-3},null,null,null,null,{"$f":"-(AJ27+AN27)*AL17","v":-3.4068765616525397E-3},null,null,null,null,{"$f":"-AT28*AV21","v":1.350120744685086E-3},null,null,null,null,{"$f":"-AT24*AV17","v":9.3925540675357508E-2},null,null,null,null,null,null,null,null,null,3]
[null,null,null,null,null,null,null,null,null,null,null,null,null,null,{"$f":"-(P21+T21)*R21","v":-16.236680252508446},null,null,"I =",null,{"$f":"-T25*R17","v":-1.4554079980213023E-2},null,null,null,null,{"$f":"-(Z26+AD26)*AB21","v":1.9104287713117427E-2},null,null,"I =",null,{"$f":"-(Z26+AD26)*AB17","v":1.0435873672277525E-2},null,null,null,null,{"$f":"-(AJ25+AN25)*AL21","v":-3.826585419369169E-2},null,null,"I =",null,{"$f":"-(AJ25+AN25)*AL17","v":-4.4426569948231631E-2},null,null,null,null,{"$f":"-AT26*AV21","v":1.7605931009492187E-2},null,null,"I =",null,{"$f":"-(AT21+AX21+AT22)*AV17","v":2.910867581643819}]
[null,null,null,null,null,null,null,null,null,null,null,null,null,null,null,null,null,null,null,{"$f":"-T23*R17","v":1.585601529767889E-2},null,null,null,null,{"$f":"-(Z24+AD24)*AB21","v":0.21216412604049539},null,null,null,null,{"$f":"-(Z24+AD24)*AB17","v":0.11589639197212855},null,null,null,null,{"$f":"-(AJ23+AN23)*AL21","v":-0.59517132685168483},null,null,null,null,{"$f":"-(AJ23+AN23)*AL17","v":-0.69099256087996075},null,null,null,null,{"$f":"-AT24*AV21","v":0.27383539555497821}]
[null,null,null,null,null,null,null,null,null,null,null,null,null,null,null,null,null,{"$f":"(4*R12/BH14)/((4*R12/BH14)+(4*W20/W34)+(4*R26/BH25)+(3*M20/M34))","v":0.10955239435500072},null,{"$f":"-(P21+T21)*R17","v":-6.3647786589833091},null,null,null,null,{"$f":"-(Z21+Z22+AD21+AD22)*AB21","v":-0.23114326928877632},null,null,{"$f":"(4*AB12/BH14)/((4*AB12/BH14)+(4*AG20/AG34)+(4*AB26/BH25)+(4*W20/W34))","v":0.1279971698778643},null,{"$f":"-(Z21+Z22+AD21+AD22)*AB17","v":-0.12626390445526203},null,null,null,null,{"$f":"-(AJ21+AN21)*AL21","v":3.3822282550967993},null,null,{"$f":"(4*AL12/BH14)/((4*AL12/BH14)+(4*AL26/BH25)+(4*AG20/AG34)+(4*AQ20/AQ34))","v":0.13717478292853749},null,{"$f":"-(AJ21+AN21)*AL17","v":3.9267593347155594},null,null,null,null,{"$f":"-(AT21+AX21+AT22)*AV21","v":8.4864944071248392},null,null,{"$f":"(4*AV12/BH14)/((4*AV12/BH14)+(4*AV26/BH25)+(4*AQ20/AQ34)+(3*BA20/BA34))","v":9.9247656859594455E-2}]
[]
[null,null,null,null,null,null,null,null,null,null,null,"q =",10,null,"KN/m",null,null,null,null,null,null,"q =",44.29,null,"KN/m",null,null,null,null,null,null,"q =",40,null,"KN/m",null,null,null,null,null,null,"q =",44.29,null,"KN/m",null,null,null,null,null,null,"q =",10,null,"KN/m"]
[null,null,null,null,null,null,null,null,null,null,null,"I =",{"$f":"(M41*I43^3/12+I43*M41*(((I43*M41*I43/2+M48*(P44-I43)*((P44-I43)/2+I43))/(M41*I43+(P44-I43)*M48))-I43/2)^2+M48*(P44-I43)^3/12+M48*(P44-I43)*(P44-((I43*M41*I43/2+M48*(P44-I43)*((P44-I43)/2+I43))/(M41*I43+(P44-I43)*M48))-(P44-I43)/2)^2)*10000","v":65.618502096872149},null,"dm4",null,{"$f":"(3*M20/M34)/((4*R12/BH14)+(4*W20/W34)+(4*R26/BH25)+(3*M20/M34))","v":0.28293575583808528},null,{"$f":"(4*W20/W34)/((4*R12/BH14)+(4*W20/W34)+(4*R26/BH25)+(3*M20/M34))","v":0.32804145604415685},null,null,"I =",{"$f":"(W41*S43^3/12+S43*W41*(((S43*W41*S43/2+W48*(Z44-S43)*((Z44-S43)/2+S43))/(W41*S43+(Z44-S43)*W48))-S43/2)^2+W48*(Z44-S43)^3/12+W48*(Z44-S43)*(Z44-((S43*W41*S43/2+W48*(Z44-S43)*((Z44-S43)/2+S43))/(W41*S43+(Z44-S43)*W48))-(Z44-S43)/2)^2)*10000","v":65.618502096872149},null,"dm4",null,{"$f":"(4*W20/W34)/((4*AB12/BH14)+(4*AG20/AG34)+(4*AB26/BH25)+(4*W20/W34))","v":0.29344271366544666},null,{"$f":"(4*AG20/AG34)/((4*AB12/BH14)+(4*AG20/AG34)+(4*AB26/BH25)+(4*W20/W34))","v":0.34424386880918129},null,null,"I =",{"$f":"(AG41*AC43^3/12+AC43*AG41*(((AC43*AG41*AC43/2+AG48*(AJ44-AC43)*((AJ44-AC43)/2+AC43))/(AG41*AC43+(AJ44-AC43)*AG48))-AC43/2)^2+AG48*(AJ44-AC43)^3/12+AG48*(AJ44-AC43)*(AJ44-((AC43*AG41*AC43/2+AG48*(AJ44-AC43)*((AJ44-AC43)/2+AC43))/(AG41*AC43+(AJ44-AC43)*AG48))-(AJ44-AC43)/2)^2)*10000","v":83.672234800664427},null,"dm4",null,{"$f":"(4*AG20/AG34)/((4*AL12/BH14)+(4*AL26/BH25)+(4*AG20/AG34)+(4*AQ20/AQ34))","v":0.36892673504764595},null,{"$f":"(4*AQ20/AQ34)/((4*AL12/BH14)+(4*AL26/BH25)+(4*AG20/AG34)+(4*AQ20/AQ34))","v":0.37574598344669746},null,null,"I =",{"$f":"(AQ41*AM43^3/12+AM43*AQ41*(((AM43*AQ41*AM43/2+AQ48*(AT44-AM43)*((AT44-AM43)/2+AM43))/(AQ41*AM43+(AT44-AM43)*AQ48))-AM43/2)^2+AQ48*(AT44-AM43)^3/12+AQ48*(AT44-AM43)*(AT44-((AM43*AQ41*AM43/2+AQ48*(AT44-AM43)*((AT44-AM43)/2+AM43))/(AQ41*AM43+(AT44-AM43)*AQ48))-(AT44-AM43)/2)^2)*10000","v":65.618502096872149},null,"dm4",null,{"$f":"(4*AQ20/AQ34)/((4*AV12/BH14)+(4*AV26/BH25)+(4*AQ20/AQ34)+(3*BA20/BA34))","v":0.35507837320969921},null,{"$f":"(3*BA20/BA34)/((4*AV12/BH14)+(4*AV26/BH25)+(4*AQ20/AQ34)+(3*BA20/BA34))","v":0.25632220066075162},null,null,"I =",{"$f":"(BA41*AW43^3/12+AW43*BA41*(((AW43*BA41*AW43/2+BA48*(BD44-AW43)*((BD44-AW43)/2+AW43))/(BA41*AW43+(BD44-AW43)*BA48))-AW43/2)^2+BA48*(BD44-AW43)^3/12+BA48*(BD44-AW43)*(BD44-((AW43*BA41*AW43/2+BA48*(BD44-AW43)*((BD44-AW43)/2+AW43))/(BA41*AW43+(BD44-AW43)*BA48))-(BD44-AW43)/2)^2)*10000","v":65.618502096872149},null,"dm4"]
[null,null,null,null,null,null,null,null,null,null,null,null,null,null,null,{"$f":"-M19*M34^2/8","v":-20},null,{"$f":"(4*R26/BH25)/((4*R12/BH14)+(4*W20/W34)+(4*R26/BH25)+(3*M20/M34))","v":0.27947039376275701},null,{"$f":"W19*W34^2/12","v":78.098033333333319},null,null,null,null,null,{"$f":"-W19*W34^2/12","v":-78.098033333333319},null,{"$f":"(4*AB26/BH25)/((4*AB12/BH14)+(4*AG20/AG34)+(4*AB26/BH25)+(4*W20/W34))","v":0.23431624764750777},null,{"$f":"AG19*AG34^2/12","v":83.333333333333329},null,null,null,null,null,{"$f":"-AG19*AG34^2/12","v":-83.333333333333329},null,{"$f":"(4*AL26/BH25)/((4*AL12/BH14)+(4*AL26/BH25)+(4*AG20/AG34)+(4*AQ20/AQ34))","v":0.11815249857711918},null,{"$f":"AQ19*AQ34^2/12","v":54.707377083333341},null,null,null,null,null,{"$f":"-AQ19*AQ34^2/12","v":-54.707377083333341},null,{"$f":"(4*AV26/BH25)/((4*AV12/BH14)+(4*AV26/BH25)+(4*AQ20/AQ34)+(3*BA20/BA34))","v":0.28935176926995476},null,{"$f":"BA19*BA34^2/8","v":20}]
[null,null,null,null,null,null,null,null,null,null,null,null,null,null,null,{"$f":"-(P21+T21)*Q20","v":-16.438010973872935},null,null,null,{"$f":"-(P21+T21)*S20","v":-19.058563447968623},null,null,null,null,null,{"$f":"+T22/2","v":-9.5292817239843117},null,null,null,{"$f":"+AJ22/2","v":5.2804402884646251},null,null,null,null,null,{"$f":"-(AJ21+AN21)*AK20","v":10.56088057692925},null,null,null,{"$f":"-(AJ21+AN21)*AM20","v":10.756088083258382},null,null,null,null,null,{"$f":"+AN22/2","v":5.3780440416291908}]
[null,null,null,null,null,null,null,null,null,null,null,null,null,null,null,null,null,null,null,{"$f":"+Z23/2","v":-0.14473453903981345},null,null,null,null,null,{"$f":"-(Z21+Z22+AD21+AD22)*AA20","v":-0.28946907807962691},null,null,null,{"$f":"-(Z21+Z22+AD21+AD22)*AC20","v":-0.3395823126566575},null,null,null,null,null,{"$f":"+AD23/2","v":-0.16979115632832875},null,null,null,{"$f":"+AT23/2","v":5.2071059318868942},null,null,null,null,null,{"$f":"-(AT21+AX21+AT22)*AU20","v":10.414211863773788},null,null,null,{"$f":"-(AT21+AX21+AT22)*AW20","v":7.5177591891617039}]
[null,null,null,null,null,null,null,null,null,null,null,null,null,null,null,{"$f":"-T23*Q20","v":4.0950576199106484E-2},null,"dm4",null,{"$f":"-T23*S20","v":4.7478928926500269E-2},null,null,null,null,null,{"$f":"+T24/2","v":2.3739464463250134E-2},null,"dm4",null,{"$f":"+AJ24/2","v":-0.92920004677704349},null,null,null,null,null,{"$f":"-(AJ23+AN23)*AK20","v":-1.858400093554087},null,"dm4",null,{"$f":"-(AJ23+AN23)*AM20","v":-1.8927507942728332},null,null,null,null,null,{"$f":"+AN24/2","v":-0.94637539713641661},null,"dm4",null,null,null,null,null,null,null,null,null,null,null,"m"]
[null,null,null,null,null,null,null,null,null,null,null,null,null,null,null,null,null,null,null,{"$f":"+Z25/2","v":0.13285040519562752},null,null,null,null,null,{"$f":"-(Z24+AD24)*AA20","v":0.26570081039125504},null,null,null,{"$f":"-(Z24+AD24)*AC20","v":0.31169925390991438},null,null,null,null,null,{"$f":"+AD25/2","v":0.15584962695495719},null,null,null,{"$f":"+AT25/2","v":0.16801871823044093},null,null,null,null,null,{"$f":"-AT24*AU20","v":0.33603743646088186},null,null,null,{"$f":"-AT24*AW20","v":0.24257702444519907},null,null,null,null,null,null,null,null,null,3]
[null,null,null,null,null,null,null,null,null,null,null,null,null,null,null,{"$f":"-T25*Q20","v":-3.7588129807420767E-2},null,{"$f":"T38*R36^3/12*10000","v":36.458333333333329},null,{"$f":"-T25*S20","v":-4.358044035642987E-2},null,null,null,null,null,{"$f":"+T26/2","v":-2.1790220178214935E-2},null,{"$f":"AD38*AB36^3/12*10000","v":34.171875000000007},null,{"$f":"+AJ26/2","v":-5.9741845587266452E-2},null,null,null,null,null,{"$f":"-(AJ25+AN25)*AK20","v":-0.1194836911745329},null,{"$f":"AN38*AL36^3/12*10000","v":16.078124999999996},null,{"$f":"-(AJ25+AN25)*AM20","v":-0.12169222986894189},null,null,null,null,null,{"$f":"+AN26/2","v":-6.0846114934470945E-2},null,{"$f":"AX38*AV36^3/12*10000","v":41.666666666666664}]
[null,null,null,null,null,null,null,null,null,null,null,null,null,null,null,null,null,null,null,{"$f":"+Z27/2","v":1.196249531448626E-2},null,null,null,null,null,{"$f":"-(Z26+AD26)*AA20","v":2.392499062897252E-2},null,null,null,{"$f":"-(Z26+AD26)*AC20","v":2.8066913751113916E-2},null,null,null,null,null,{"$f":"+AD27/2","v":1.4033456875556958E-2},null,null,null,{"$f":"+AT27/2","v":1.0802569753531163E-2},null,null,null,null,null,{"$f":"-AT26*AU20","v":2.1605139507062325E-2},null,null,null,{"$f":"-AT26*AW20","v":1.5596210081660617E-2}]
[null,null,null,null,null,null,null,null,null,null,null,null,null,null,null,{"$f":"-T27*Q20","v":-3.3846176535137235E-3},null,null,null,{"$f":"-T27*S20","v":-3.9241943808854766E-3},null,null,null,null,null,{"$f":"+T28/2","v":-1.9620971904427383E-3},null,null,null,{"$f":"+AJ28/2","v":-4.581337107912936E-3},null,null,null,null,null,{"$f":"-(AJ27+AN27)*AK20","v":-9.1626742158258719E-3},null,null,null,{"$f":"-(AJ27+AN27)*AM20","v":-9.3320372506550814E-3},null,null,null,null,null,{"$f":"+AN28/2","v":-4.6660186253275407E-3}]
[null,null,null,null,null,null,null,null,null,null,null,null,null,null,null,null,null,"I =",null,{"$f":"+Z29/2","v":9.6006155860052348E-4},null,null,null,null,null,{"$f":"-(Z28+AD28)*AA20","v":1.920123117201047E-3},null,"I =",null,{"$f":"-(Z28+AD28)*AC20","v":2.2525371381646479E-3},null,null,null,null,null,{"$f":"+AD29/2","v":1.1262685690823239E-3},null,"I =",null,{"$f":"+AT29/2","v":8.2840115142373009E-4},null,null,null,null,null,{"$f":"-AT28*AU20","v":1.6568023028474602E-3},null,"I =",null,{"$f":"-AT28*AW20","v":1.1960041623680104E-3}]
[null,null,null,null,null,null,null,null,null,null,null,null,null,null,null,{"$f":"-T29*S20","v":-3.1493999157533836E-4},null,null,null,{"$f":"-T29*S20","v":-3.1493999157533836E-4},null,null,null,null,null,null,null,null,null,null,null,null,null,null,null,{"$f":"-(AJ29+AN29)*AK20","v":-7.2112991808279321E-4},null,null,null,{"$f":"-(AJ29+AN29)*AM20","v":-7.344592964450286E-4}]
[null,null,null,null,null,null,null,null,null,null,null,null,null,null,null,{"$f":"SUM(P21:Q30)","v":-36.438348085126336},null,null,null,{"$f":"SUM(T21:U30)","v":59.040167662591202},null,null,null,null,null,{"$f":"SUM(Z21:AA30)","v":-87.625251064165255},null,null,null,{"$f":"SUM(AD21:AE30)","v":87.622686784468257},null,null,null,null,null,{"$f":"SUM(AJ21:AK30)","v":-74.759002149195339},null,null,null,{"$f":"SUM(AN21:AO30)","v":68.825711266925154},null,null,null,null,null,{"$f":"SUM(AT21:AU30)","v":-39.56770933035579},null,null,null,{"$f":"SUM(AX21:AY30)","v":27.777128427850933}]
[]
[]
[null,null,null,null,null,null,null,null,null,null,null,null,4,null,"m",null,null,null,null,null,null,null,4.5999999999999996,null,"m",null,null,null,null,null,null,null,5,null,"m",null,null,null,null,null,null,null,3.85,null,"m",null,null,null,null,null,null,null,4,null,"m"]
[]
[null,null,"mesnet genişliği=",null,null,null,null,0.25,null,"m",null,null,null,null,null,null,null,0.5,null,"m",null,null,null,null,null,null,null,0.45,null,"m",null,null,null,null,null,null,null,0.35,null,"m",null,null,null,null,null,null,null,0.5,null,"m",null,null,"mesnet genişliği=",null,null,null,null,0.25,null,"m"]
[null,null,null,null,null,null,null,null,null,null,null,null,null,null,null,null,null,null,null,"m",null,null,null,null,null,null,null,null,null,"m",null,null,null,null,null,null,null,null,null,"m",null,null,null,null,null,null,null,null,null,"m"]
[null,null,null,null,null,null,null,null,null,null,null,null,null,null,null,null,null,null,null,0.35,null,null,null,null,null,null,null,null,null,0.45,null,null,null,null,null,null,null,null,null,0.45,null,null,null,null,null,null,null,null,null,0.4]
[]
[]
[null,null,null,null,null,null,null,null,null,null,null,null,0.61599999999999999,null,"m",null,null,null,null,null,null,null,0.61599999999999999,null,"m",null,null,null,null,null,null,null,1.18,null,"m",null,null,null,null,null,null,null,0.61599999999999999,null,"m",null,null,null,null,null,null,null,0.61599999999999999,null,"m"]
[]
[null,null,null,null,null,null,null,null,0.13,null,"m",null,null,null,null,"m",null,null,0.13,null,"m",null,null,null,null,"m",null,null,0.13,null,"m",null,null,null,null,"m",null,null,0.13,null,"m",null,null,null,null,"m",null,null,0.13,null,"m",null,null,null,null,"m"]
[null,null,null,null,null,null,null,null,null,null,null,null,null,null,null,0.6,null,null,null,null,null,null,null,null,null,0.6,null,null,null,null,null,null,null,null,null,0.6,null,null,null,null,null,null,null,null,null,0.6,null,null,null,null,null,null,null,null,null,0.6]
[]
[]
[]
[null,null,null,null,null,null,null,null,null,null,null,null,0.25,null,"m",null,null,null,null,null,null,null,0.25,null,"m",null,null,null,null,null,null,null,0.25,null,"m",null,null,null,null,null,null,null,0.25,null,"m",null,null,null,null,null,null,null,0.25,null,"m"]
[]
[null,null,null,null,null,null,null,null,null,null,null,null,null,null,{"$f":"IF(T12<0,T12/2,\"\")","v":-3.1824462103562392},null,null,null,null,null,{"$f":"IF(T12>0,T12/2,\"\")","v":""},null,null,null,{"$f":"IF(AD12<0,AD12/2,\"\")","v":""},null,null,null,null,null,{"$f":"IF(AD12>0,AD12/2,\"\")","v":4.5295113030766054E-4},null,null,null,{"$f":"IF(AN12<0,AN12/2,\"\")","v":""},null,null,null,null,null,{"$f":"IF(AN12>0,AN12/2,\"\")","v":1.5938325979655534},null,null,null,{"$f":"IF(AX10<0,AX10/2,\"\")","v":""},null,null,null,null,null,{"$f":"IF(AX10>0,AX10/2,\"\")","v":1.5056475240354297}]
[]
[]
[]
[]
[null,null,null,null,null,"moment diyagramı (KNm)"]
[]
[null,null,null,null,null,null,null,null,null,null,null,null,null,null,null,null,null,null,{"$f":"-T31","v":-59.040167662591202},null,null,null,null,null,null,null,{"$f":"IF(Z31=0,\"\",+Z31)","v":-87.625251064165255},null,null,null,null,null,null,null,null,null,null,null,null,null,null,null,null,null,null,null,{"$f":"+AT31","v":-39.56770933035579}]
[null,null,null,null,null,null,null,null,null,null,null,null,null,null,null,null,null,null,null,null,null,null,null,null,null,null,null,null,{"$f":"-AD31","v":-87.622686784468257},null,null,null,null,null,null,null,{"$f":"+AJ31","v":-74.759002149195339},null,{"$f":"IF(AN31=0,\"\",-AN31)","v":-68.825711266925154}]
[null,null,null,null,null,null,null,null,null,null,null,null,null,null,null,null,{"$f":"IF(P31=0,\"\",+P31)","v":-36.438348085126336},null,null,null,null,null,null,null,null,null,null,null,null,null,null,null,null,null,null,null,null,null,null,null,null,null,null,null,null,null,null,null,{"$f":"IF(AX31=0,\"\",-AX31)","v":-27.777128427850933}]
[]
[null,null,null,null,null,null,null,null,null,null,null,null,null,null,{"$f":"IF(T12>0,-T12,\"\")","v":""},null,null,null,null,null,{"$f":"IF(T12<0,-T12,\"\")","v":6.3648924207124784},null,null,null,{"$f":"IF(AD12>0,-AD12,\"\")","v":-9.0590226061532109E-4},null,null,null,null,null,{"$f":"IF(AD12<0,-AD12,\"\")","v":""},null,null,null,{"$f":"IF(AN12>0,-AN12,\"\")","v":-3.1876651959311069},null,null,null,null,null,{"$f":"IF(AN12<0,-AN12,\"\")","v":""},null,null,null,{"$f":"IF(AX10>0,-AX10,\"\")","v":-3.0112950480708593},null,null,null,null,null,{"$f":"IF(AX10<0,-AX10,\"\")","v":""}]
[null,null,null,null,null,null,null,null,null,null,null,null,null,null,{"$f":"IF(O10<0,O10,\"\")","v":-16.236970461001224},null,null,null,null,null,{"$f":"IF(O10>0,O10,\"\")","v":""},null,null,null,{"$f":"IF(Y12<0,Y12,\"\")","v":""},null,null,null,null,null,{"$f":"IF(Y12>0,Y12,\"\")","v":1.6583774363552184E-3},null,null,null,{"$f":"IF(AI12<0,AI12,\"\")","v":""},null,null,null,null,null,{"$f":"IF(AI12>0,AI12,\"\")","v":2.7456256863390971},null,null,null,{"$f":"IF(AS12<0,AS12,\"\")","v":""},null,null,null,null,null,{"$f":"IF(AS12>0,AS12,\"\")","v":8.7792858544339953}]
[]
[null,null,null,null,null,null,null,null,null,null,null,{"$f":"IF(M115=0,\"\",+M115)","v":5.9300547423519259},null,null,null,null,null,null,null,null,null,null,null,null,null,null,null,null,null,null,null,null,null,null,null,null,null,null,null,null,null,null,null,null,null,null,null,null,null,null,null,null,null,{"$f":"IF(BA115=0,\"\",+BA115)","v":8.5225884851286722}]
[]
[null,null,null,null,null,null,null,null,null,null,null,null,null,null,null,null,null,null,null,null,null,null,{"$f":"+W115","v":44.250281508092115},null,null,null,null,null,null,null,null,null,{"$f":"+AG115","v":43.891892724366059},null,null,null,null,null,null,null,null,null,{"$f":"+AQ115","v":28.516332203884019}]
[]
[]
[]
[]
[]
[]
[null,null,null,null,null,null,null,null,null,null,null,null,null,null,{"$f":"IF(O10>0,-O10/2,\"\")","v":""},null,null,null,null,null,{"$f":"IF(O10<0,-O10/2,\"\")","v":8.1184852305006121},null,null,null,{"$f":"IF(Y12>0,-Y12/2,\"\")","v":-8.291887181776092E-4},null,null,null,null,null,{"$f":"IF(Y12<0,-Y12/2,\"\")","v":""},null,null,null,{"$f":"IF(AI12>0,-AI12/2,\"\")","v":-1.3728128431695485},null,null,null,null,null,{"$f":"IF(AI12<0,-AI12/2,\"\")","v":""},null,null,null,{"$f":"IF(AS12>0,-AS12/2,\"\")","v":-4.3896429272169977},null,null,null,null,null,{"$f":"IF(AS12<0,-AS12/2,\"\")","v":""}]
[]
[null,null,null,null,null,null,null,null,null,null,null,null,null,null,{"$f":"IF(T12<0,(T12+T12/2)/$BH$14,\"\")","v":-3.1824462103562392},null,null,null,null,null,{"$f":"IF(T12>0,(T12+T12/2)/$BH$14,\"\")","v":""},null,null,null,{"$f":"IF(AD12<0,(AD12+AD12/2)/$BH$14,\"\")","v":""},null,null,null,null,null,{"$f":"IF(AD12>0,(AD12+AD12/2)/$BH$14,\"\")","v":4.5295113030766054E-4},null,null,null,{"$f":"IF(AN12<0,(AN12+AN12/2)/$BH$14,\"\")","v":""},null,null,null,null,null,{"$f":"IF(AN12>0,(AN12+AN12/2)/$BH$14,\"\")","v":1.5938325979655534},null,null,null,{"$f":"IF(AX10<0,(AX10+AX10/2)/$BH$14,\"\")","v":""},null,null,null,null,null,{"$f":"IF(AX10>0,(AX10+AX10/2)/$BH$14,\"\")","v":1.5056475240354297}]
[]
[]
[]
[]
[null,null,null,null,null,"kesme kuvveti diyagramı (KN)"]
[]
[]
[null,null,null,null,null,null,null,{"$f":"+M107","v":10.890412978718416},null,null,null,null,null,null,null,null,null,null,null,null,null,null,null,null,null,null,null,null,null,null,null,null,null,null,null,null,null,null,null,null,null,null,null,null,null,null,null,null,{"$f":"+BA107","v":26.944282106962731}]
[null,null,null,null,null,null,null,null,null,null,null,null,null,null,null,null,null,null,{"$f":"+W107","v":95.652851434440421},null,null,null,null,null,null,null,null,null,{"$f":"+AG107","v":102.57273692705458},null,null,null,null,null,null,null,null,null,{"$f":"+AQ107","v":92.857731022485567}]
[]
[null,null,null,null,null,null,null,null,null,null,null,null,null,null,{"$f":"IF(O75<0,O75,\"\")","v":-3.1824462103562392},null,null,null,null,null,{"$f":"IF(U75>0,U75,\"\")","v":""},null,null,null,{"$f":"IF(Y75<0,Y75,\"\")","v":""},null,null,null,null,null,{"$f":"IF(AE75>0,AE75,\"\")","v":4.5295113030766054E-4},null,null,null,{"$f":"IF(AI75<0,AI75,\"\")","v":""},null,null,null,null,null,{"$f":"IF(AO75>0,AO75,\"\")","v":1.5938325979655534},null,null,null,{"$f":"IF(AS75<0,AS75,\"\")","v":""},null,null,null,null,null,{"$f":"IF(AY75>0,AY75,\"\")","v":1.5056475240354297}]
[null,null,null,null,null,null,null,null,null,null,null,null,null,null,{"$f":"IF(O98<0,O98,\"\")","v":-8.1184852305006121},null,null,null,null,null,{"$f":"IF(U98>0,U98,\"\")","v":""},null,null,null,{"$f":"IF(Y98<0,Y98,\"\")","v":""},null,null,null,null,null,{"$f":"IF(AE98>0,AE98,\"\")","v":8.291887181776092E-4},null,null,null,{"$f":"IF(AI98<0,AI98,\"\")","v":""},null,null,null,null,null,{"$f":"IF(AO98>0,AO98,\"\")","v":1.3728128431695488},null,null,null,{"$f":"IF(AS98<0,AS98,\"\")","v":""},null,null,null,null,null,{"$f":"IF(AY98>0,AY98,\"\")","v":4.3896429272169977}]
[]
[null,null,null,null,null,null,null,null,null,null,null,null,null,null,null,null,{"$f":"-M108","v":-29.109587021281584},null,null,null,null,null,null,null,null,null,{"$f":"-W108","v":-108.08114856555956},null,null,null,null,null,null,null,null,null,{"$f":"-AG108","v":-97.427263072945422},null,null,null,null,null,null,null,null,null,{"$f":"-AQ108","v":-77.658768977514441}]
[null,null,null,null,null,null,null,null,null,null,null,null,null,null,null,null,null,null,null,null,null,null,null,null,null,null,null,null,null,null,null,null,null,null,null,null,null,null,null,null,null,null,null,null,null,null,null,null,null,null,null,null,null,null,null,null,null,{"$f":"-BA108","v":-13.055717893037269}]
[]
[null,null,null,null,null,null,null,null,null,"x=",{"$f":"+M114","v":1.0890412978718416},null,"m",null,null,null,null,null,null,"x=",{"$f":"+W114","v":2.1596940942524365},null,"m",null,null,null,null,null,null,"x=",{"$f":"+AG114","v":2.5643184231763643},null,"m",null,null,null,null,null,null,"x=",{"$f":"+AQ114","v":2.0965845794194076},null,"m",null,null,null,null,null,null,null,null,null,null,null,"x=",{"$f":"+BA34-BA114","v":1.3055717893037269},null,"m"]
[]
[]
[]
[]
[]
[null,null,null,null,null,null,null,null,null,null,null,null,null,null,{"$f":"IF(O10<0,(O10+O10/2)/$BH$25,\"\")","v":-8.1184852305006121},null,null,null,null,null,{"$f":"IF(O10>0,(O10+O10/2)/$BH$25,\"\")","v":""},null,null,null,{"$f":"IF(Y12<0,(Y12+Y12/2)/$BH$25,\"\")","v":""},null,null,null,null,null,{"$f":"IF(Y12>0,(Y12+Y12/2)/$BH$25,\"\")","v":8.291887181776092E-4},null,null,null,{"$f":"IF(AI12<0,(AI12+AI12/2)/$BH$25,\"\")","v":""},null,null,null,null,null,{"$f":"IF(AI12>0,(AI12+AI12/2)/$BH$25,\"\")","v":1.3728128431695488},null,null,null,{"$f":"IF(AS12<0,(AS12+AS12/2)/$BH$25,\"\")","v":""},null,null,null,null,null,{"$f":"IF(AS12>0,(AS12+AS12/2)/$BH$25,\"\")","v":4.3896429272169977}]
[]
[null,null,"kiriş faydalı yükseklik \nd = h - d'     (m)",null,null,null,null,null,{"$f":"P44-Y3","v":0.56999999999999995},null,null,null,null,null,null,null,null,null,{"$f":"Z44-Y3","v":0.56999999999999995},null,null,null,null,null,null,null,null,null,{"$f":"AJ44-Y3","v":0.56999999999999995},null,null,null,null,null,null,null,null,null,{"$f":"AT44-Y3","v":0.56999999999999995},null,null,null,null,null,null,null,null,null,{"$f":"BD44-Y3","v":0.56999999999999995}]
[]
[]
[]
[null,null,null,null,null,null,null,null,"yayılı yük =",null,null,null,{"$f":"+M19","v":10},null,"KN/m",null,null,null,"yayılı yük =",null,null,null,{"$f":"+W19","v":44.29},null,"KN/m",null,null,null,"yayılı yük =",null,null,null,{"$f":"+AG19","v":40},null,"KN/m",null,null,null,"yayılı yük =",null,null,null,{"$f":"+AQ19","v":44.29},null,"KN/m",null,null,null,"yayılı yük =",null,null,null,{"$f":"+BA19","v":10},null,"KN/m"]
[null,null,null,null,null,null,null,null,"sol moment=",null,null,null,0,null,"KNm",null,null,null,"sol moment=",null,null,null,{"$f":"+T31","v":59.040167662591202},null,"KNm",null,null,null,"sol moment=",null,null,null,{"$f":"+AD31","v":87.622686784468257},null,"KNm",null,null,null,"sol moment=",null,null,null,{"$f":"+AN31","v":68.825711266925154},null,"KNm",null,null,null,"sol moment=",null,null,null,{"$f":"+AX31","v":27.777128427850933},null,"KNm"]
[null,null,null,null,null,null,null,null,"sağ moment=",null,null,null,{"$f":"-P31","v":36.438348085126336},null,"KNm",null,null,null,"sağ moment=",null,null,null,{"$f":"-Z31","v":87.625251064165255},null,"KNm",null,null,null,"sağ moment=",null,null,null,{"$f":"-AJ31","v":74.759002149195339},null,"KNm",null,null,null,"sağ moment=",null,null,null,{"$f":"-AT31","v":39.56770933035579},null,"KNm",null,null,null,"sağ moment=",null,null,null,0,null,"KNm"]
[null,null,null,null,null,null,null,null,null,null,null,"A=",{"$f":"(M104*M109*M109/2+M105-M106)/M109","v":10.890412978718416},null,"KN",null,null,null,null,null,null,"A=",{"$f":"(W104*W109*W109/2+W105-W106)/W109","v":95.652851434440421},null,"KN",null,null,null,null,null,null,"A=",{"$f":"(AG104*AG109*AG109/2+AG105-AG106)/AG109","v":102.57273692705458},null,"KN",null,null,null,null,null,null,"A=",{"$f":"(AQ104*AQ109*AQ109/2+AQ105-AQ106)/AQ109","v":92.857731022485567},null,"KN",null,null,null,null,null,null,"A=",{"$f":"(BA104*BA109*BA109/2+BA105-BA106)/BA109","v":26.944282106962731},null,"KN"]
[null,null,null,null,null,null,null,null,null,null,null,"B=",{"$f":"M104*M109-M107","v":29.109587021281584},null,"KN",null,null,null,null,null,null,"B=",{"$f":"W104*W109-W107","v":108.08114856555956},null,"KN",null,null,null,null,null,null,"B=",{"$f":"AG104*AG109-AG107","v":97.427263072945422},null,"KN",null,null,null,null,null,null,"B=",{"$f":"AQ104*AQ109-AQ107","v":77.658768977514441},null,"KN",null,null,null,null,null,null,"B=",{"$f":"BA104*BA109-BA107","v":13.055717893037269},null,"KN"]
[null,null,null,null,null,null,null,null,null,null,null,"L=",{"$f":"+M34","v":4},null,"m",null,null,null,null,null,null,"L=",{"$f":"+W34","v":4.5999999999999996},null,"m",null,null,null,null,null,null,"L=",{"$f":"+AG34","v":5},null,"m",null,null,null,null,null,null,"L=",{"$f":"+AQ34","v":3.85},null,"m",null,null,null,null,null,null,"L=",{"$f":"+BA34","v":4},null,"m"]
[null,null,null,null,null,null,null,null,"sol mes.gen=",null,null,null,{"$f":"+H36","v":0.25},null,"m",null,null,null,"sol mes.gen=",null,null,null,{"$f":"+R36","v":0.5},null,"m",null,null,null,"sol mes.gen=",null,null,null,{"$f":"+AB36","v":0.45},null,"m",null,null,null,"sol mes.gen=",null,null,null,{"$f":"+AL36","v":0.35},null,"m",null,null,null,"sol mes.gen=",null,null,null,{"$f":"+AV36","v":0.5},null,"m"]
[null,null,null,null,null,null,null,null,"sağ mes.gen=",null,null,null,{"$f":"+R36","v":0.5},null,"m",null,null,null,"sağ mes.gen=",null,null,null,{"$f":"+AB36","v":0.45},null,"m",null,null,null,"sağ mes.gen=",null,null,null,{"$f":"+AL36","v":0.35},null,"m",null,null,null,"sağ mes.gen=",null,null,null,{"$f":"+AV36","v":0.5},null,"m",null,null,null,"sağ mes.gen=",null,null,null,{"$f":"+BF36","v":0.25},null,"m"]
[null,null,null,null,null,null,null,null,null,null,null,"d=",{"$f":"+I100","v":0.56999999999999995},null,"m",null,null,null,null,null,null,"d=",{"$f":"+S100","v":0.56999999999999995},null,"m",null,null,null,null,null,null,"d=",{"$f":"+AC100","v":0.56999999999999995},null,"m",null,null,null,null,null,null,"d=",{"$f":"+AM100","v":0.56999999999999995},null,"m",null,null,null,null,null,null,"d=",{"$f":"+AW100","v":0.56999999999999995},null,"m"]
[null,null,null,null,null,null,null,null,null,null,null,"h=",{"$f":"+P44","v":0.6},null,"m",null,null,null,null,null,null,"h=",{"$f":"+Z44","v":0.6},null,"m",null,null,null,null,null,null,"h=",{"$f":"+AJ44","v":0.6},null,"m",null,null,null,null,null,null,"h=",{"$f":"+AT44","v":0.6},null,"m",null,null,null,null,null,null,"h=",{"$f":"+BD44","v":0.6},null,"m"]
[null,null,null,null,null,null,null,null,null,null,null,"x=",{"$f":"((M107*M109)/(M107+M108))","v":1.0890412978718416},null,"m",null,null,null,null,null,null,"x=",{"$f":"((W107*W109)/(W107+W108))","v":2.1596940942524365},null,"m",null,null,null,null,null,null,"x=",{"$f":"((AG107*AG109)/(AG107+AG108))","v":2.5643184231763643},null,"m",null,null,null,null,null,null,"x=",{"$f":"((AQ107*AQ109)/(AQ107+AQ108))","v":2.0965845794194076},null,"m",null,null,null,null,null,null,"x=",{"$f":"((BA107*BA109)/(BA107+BA108))","v":2.6944282106962731},null,"m"]
[null,null,null,null,null,null,null,null,null,null,"Maç=",null,{"$f":"((((M105-M106)/M109+M104*M109*0.5)^2/(2*M104))-M105)","v":5.9300547423519259},null,"KNm",null,null,null,null,null,"Maç=",null,{"$f":"((((W105-W106)/W109+W104*W109*0.5)^2/(2*W104))-W105)","v":44.250281508092115},null,"KNm",null,null,null,null,null,"Maç=",null,{"$f":"((((AG105-AG106)/AG109+AG104*AG109*0.5)^2/(2*AG104))-AG105)","v":43.891892724366059},null,"KNm",null,null,null,null,null,"Maç=",null,{"$f":"((((AQ105-AQ106)/AQ109+AQ104*AQ109*0.5)^2/(2*AQ104))-AQ105)","v":28.516332203884019},null,"KNm",null,null,null,null,null,"Maç=",null,{"$f":"((((BA105-BA106)/BA109+BA104*BA109*0.5)^2/(2*BA104))-BA105)","v":8.5225884851286722},null,"KNm"]
[null,null,null,null,null,null,null,null,"sol mesnet yüzü kesme kuv. =",null,null,null,{"$f":"(M107-M104*M110/2)","v":9.6404129787184161},null,"KN",null,null,null,"sol mesnet yüzü kesme kuv. =",null,null,null,{"$f":"(W107-W104*W110/2)","v":84.580351434440416},null,"KN",null,null,null,"sol mesnet yüzü kesme kuv. =",null,null,null,{"$f":"(AG107-AG104*AG110/2)","v":93.572736927054578},null,"KN",null,null,null,"sol mesnet yüzü kesme kuv. =",null,null,null,{"$f":"(AQ107-AQ104*AQ110/2)","v":85.10698102248557},null,"KN",null,null,null,"sol mesnet yüzü kesme kuv. =",null,null,null,{"$f":"(BA107-BA104*BA110/2)","v":24.444282106962731},null,"KN"]
[null,null,null,null,null,null,null,null,"sol mesnet yüzünden d mesafede kesme kuv. =",null,null,null,{"$f":"(M107-(M104*(M112+M110/2)))","v":3.9404129787184168},null,"KN",null,null,null,"sol mesnet yüzünden d mesafede kesme kuv. =",null,null,null,{"$f":"(W107-(W104*(W112+W110/2)))","v":59.335051434440423},null,"KN",null,null,null,"sol mesnet yüzünden d mesafede kesme kuv. =",null,null,null,{"$f":"(AG107-(AG104*(AG112+AG110/2)))","v":70.772736927054581},null,"KN",null,null,null,"sol mesnet yüzünden d mesafede kesme kuv. =",null,null,null,{"$f":"(AQ107-(AQ104*(AQ112+AQ110/2)))","v":59.86168102248557},null,"KN",null,null,null,"sol mesnet yüzünden d mesafede kesme kuv. =",null,null,null,{"$f":"(BA107-(BA104*(BA112+BA110/2)))","v":18.744282106962732},null,"KN"]
[null,null,null,null,null,null,null,null,"sol mesnet yüzünden 2*h mesafede kesme kuv. =",null,null,null,{"$f":"(M107-(M104*(2*M113+M110/2)))","v":-2.3595870212815839},null,"KN",null,null,null,"sol mesnet yüzünden 2*h mesafede kesme kuv. =",null,null,null,{"$f":"(W107-(W104*(2*W113+W110/2)))","v":31.43235143444042},null,"KN",null,null,null,"sol mesnet yüzünden 2*h mesafede kesme kuv. =",null,null,null,{"$f":"(AG107-(AG104*(2*AG113+AG110/2)))","v":45.572736927054578},null,"KN",null,null,null,"sol mesnet yüzünden 2*h mesafede kesme kuv. =",null,null,null,{"$f":"(AQ107-(AQ104*(2*AQ113+AQ110/2)))","v":31.958981022485567},null,"KN",null,null,null,"sol mesnet yüzünden 2*h mesafede kesme kuv. =",null,null,null,{"$f":"(BA107-(BA104*(2*BA113+BA110/2)))","v":12.444282106962731},null,"KN"]
[null,null,null,null,null,null,null,null,"sol mesnet yüzü moment =",null,null,null,{"$f":"M105-((M107+M116)/2*M110/2)","v":-1.283176622339802},null,"KNm",null,null,null,"sol mesnet yüzü moment =",null,null,null,{"$f":"W105-((W107+W116)/2*W110/2)","v":36.511017303981099},null,"KNm",null,null,null,"sol mesnet yüzü moment =",null,null,null,{"$f":"AG105-((AG107+AG116)/2*AG110/2)","v":65.556320975880979},null,"KNm",null,null,null,"sol mesnet yüzü moment =",null,null,null,{"$f":"AQ105-((AQ107+AQ116)/2*AQ110/2)","v":53.253798962990182},null,"KNm",null,null,null,"sol mesnet yüzü moment =",null,null,null,{"$f":"BA105-((BA107+BA116)/2*BA110/2)","v":21.35355790111025},null,"KNm"]
[null,null,null,null,null,null,null,null,"sağ mesnet yüzü kesme kuv. =",null,null,null,{"$f":"(M108-M104*M111/2)","v":26.609587021281584},null,"KN",null,null,null,"sağ mesnet yüzü kesme kuv. =",null,null,null,{"$f":"(W108-W104*W111/2)","v":98.115898565559561},null,"KN",null,null,null,"sağ mesnet yüzü kesme kuv. =",null,null,null,{"$f":"(AG108-AG104*AG111/2)","v":90.427263072945422},null,"KN",null,null,null,"sağ mesnet yüzü kesme kuv. =",null,null,null,{"$f":"(AQ108-AQ104*AQ111/2)","v":66.586268977514436},null,"KN",null,null,null,"sağ mesnet yüzü kesme kuv. =",null,null,null,{"$f":"(BA108-BA104*BA111/2)","v":11.805717893037269},null,"KN"]
[null,null,null,null,null,null,null,null,"sağ mesnet yüzünden d mesafede kesme kuv. =",null,null,null,{"$f":"(M108-(M104*(M112+M111/2)))","v":20.909587021281585},null,"KN",null,null,null,"sağ mesnet yüzünden d mesafede kesme kuv. =",null,null,null,{"$f":"(W108-(W104*(W112+W111/2)))","v":72.870598565559561},null,"KN",null,null,null,"sağ mesnet yüzünden d mesafede kesme kuv. =",null,null,null,{"$f":"(AG108-(AG104*(AG112+AG111/2)))","v":67.627263072945425},null,"KN",null,null,null,"sağ mesnet yüzünden d mesafede kesme kuv. =",null,null,null,{"$f":"(AQ108-(AQ104*(AQ112+AQ111/2)))","v":41.340968977514443},null,"KN",null,null,null,"sağ mesnet yüzünden d mesafede kesme kuv. =",null,null,null,{"$f":"(BA108-(BA104*(BA112+BA111/2)))","v":6.1057178930372693},null,"KN"]
[null,null,null,null,null,null,null,null,"sağ mesnet yüzünden 2*h mesafede kesme kuv. =",null,null,null,{"$f":"(M108-(M104*(2*M113+M111/2)))","v":14.609587021281584},null,"KN",null,null,null,"sağ mesnet yüzünden 2*h mesafede kesme kuv. =",null,null,null,{"$f":"(W108-(W104*(2*W113+W111/2)))","v":44.967898565559558},null,"KN",null,null,null,"sağ mesnet yüzünden 2*h mesafede kesme kuv. =",null,null,null,{"$f":"(AG108-(AG104*(2*AG113+AG111/2)))","v":42.427263072945422},null,"KN",null,null,null,"sağ mesnet yüzünden 2*h mesafede kesme kuv. =",null,null,null,{"$f":"(AQ108-(AQ104*(2*AQ113+AQ111/2)))","v":13.43826897751444},null,"KN",null,null,null,"sağ mesnet yüzünden 2*h mesafede kesme kuv. =",null,null,null,{"$f":"(BA108-(BA104*(2*BA113+BA111/2)))","v":-0.1942821069627314},null,"KN"]
[null,null,null,null,null,null,null,null,"sağ mesnet yüzü moment =",null,null,null,{"$f":"M106-((M108+M120)/2*M111/2)","v":29.47345132980594},null,"KNm",null,null,null,"sağ mesnet yüzü moment =",null,null,null,{"$f":"W106-((W108+W120)/2*W111/2)","v":64.428083261914352},null,"KNm",null,null,null,"sağ mesnet yüzü moment =",null,null,null,{"$f":"AG106-((AG108+AG120)/2*AG111/2)","v":58.321731111429891},null,"KNm",null,null,null,"sağ mesnet yüzü moment =",null,null,null,{"$f":"AQ106-((AQ108+AQ120)/2*AQ111/2)","v":21.537079585977182},null,"KNm",null,null,null,"sağ mesnet yüzü moment =",null,null,null,{"$f":"BA106-((BA108+BA120)/2*BA111/2)","v":-1.5538397366296586},null,"KNm"]
[null,null,"kiriş kolon yüzünden d mesafede kesme kuvveti (KN)",null,null,null,null,null,"---",null,null,null,null,null,{"$f":"+M121","v":20.909587021281585},null,null,null,{"$f":"+W117","v":59.335051434440423},null,null,null,null,null,{"$f":"+W121","v":72.870598565559561},null,null,null,{"$f":"+AG117","v":70.772736927054581},null,null,null,null,null,{"$f":"+AG121","v":67.627263072945425},null,null,null,{"$f":"+AQ117","v":59.86168102248557},null,null,null,null,null,{"$f":"+AQ121","v":41.340968977514443},null,null,null,{"$f":"+BA117","v":18.744282106962732},null,null,null,null,null,"---"]
[]
[]
[]
[]
[null,null,"kiriş kolon yüzünden 2*h mesafede kesme kuvveti (KN)",null,null,null,null,null,{"$f":"+M118","v":-2.3595870212815839},null,null,null,null,null,{"$f":"+M122","v":14.609587021281584},null,null,null,{"$f":"+W118","v":31.43235143444042},null,null,null,null,null,{"$f":"+W122","v":44.967898565559558},null,null,null,{"$f":"+AG118","v":45.572736927054578},null,null,null,null,null,{"$f":"+AG122","v":42.427263072945422},null,null,null,{"$f":"+AQ118","v":31.958981022485567},null,null,null,null,null,{"$f":"+AQ122","v":13.43826897751444},null,null,null,{"$f":"+BA118","v":12.444282106962731},null,null,null,null,null,{"$f":"+BA122","v":-0.1942821069627314}]
[]
[]
[]
[]
[null,null,"kiriş kolon yüzü kesme kuvveti (KN)",null,null,null,null,null,{"$f":"+M116","v":9.6404129787184161},null,null,null,null,null,{"$f":"+M120","v":26.609587021281584},null,null,null,{"$f":"+W116","v":84.580351434440416},null,null,null,null,null,{"$f":"+W120","v":98.115898565559561},null,null,null,{"$f":"+AG116","v":93.572736927054578},null,null,null,null,null,{"$f":"+AG120","v":90.427263072945422},null,null,null,{"$f":"+AQ116","v":85.10698102248557},null,null,null,null,null,{"$f":"+AQ120","v":66.586268977514436},null,null,null,{"$f":"+BA116","v":24.444282106962731},null,null,null,null,null,{"$f":"+BA120","v":11.805717893037269}]
[]
[]
[null,null,"kiriş kolon yüzü moment (KNm)",null,null,null,null,null,{"$f":"+M119","v":-1.283176622339802},null,null,null,null,null,{"$f":"+M123","v":29.47345132980594},null,null,null,{"$f":"+W119","v":36.511017303981099},null,null,null,null,null,{"$f":"+W123","v":64.428083261914352},null,null,null,{"$f":"+AG119","v":65.556320975880979},null,null,null,null,null,{"$f":"+AG123","v":58.321731111429891},null,null,null,{"$f":"+AQ119","v":53.253798962990182},null,null,null,null,null,{"$f":"+AQ123","v":21.537079585977182},null,null,null,{"$f":"+BA119","v":21.35355790111025},null,null,null,null,null,{"$f":"+BA123","v":-1.5538397366296586}]

{"sheet":"6_aciklikli","index":4,"n_rows":137,"n_cols":76,"rows_kept":137,"cut":false,"hidden":false,"merged":[[1,1,1,72],[2,24,2,25],[3,17,3,18],[3,27,3,28],[3,37,3,38],[3,47,3,48],[3,57,3,58],[5,19,6,19],[5,29,6,29],[5,39,6,39],[5,49,6,49],[5,59,6,59],[9,49,9,50],[9,54,9,55],[9,57,10,57],[9,59,9,60],[10,14,10,15],[10,19,10,20],[10,24,10,25],[10,29,10,30],[10,34,10,35],[10,39,10,40],[9,29,9,30],[9,34,9,35],[9,37,10,37],[9,39,9,40],[9,44,9,45],[9,47,10,47],[10,44,10,45],[10,49,10,50],[10,54,10,55],[12,14,12,15],[12,19,12,20],[12,24,12,25],[12,29,12,30],[9,14,9,15],[9,17,10,17],[9,19,9,20],[9,24,9,25],[9,27,10,27],[13,59,13,60],[11,49,11,50],[11,54,11,55],[12,54,12,55],[10,59,10,60],[11,14,11,15],[11,17,13,17],[11,19,11,20],[11,24,11,25],[11,27,13,27],[11,29,11,30],[11,34,11,35],[12,59,12,60],[13,14,13,15],[13,19,13,20],[13,24,13,25],[13,29,13,30],[13,34,13,35],[13,39,13,40],[13,44,13,45],[13,49,13,50],[13,54,13,55],[11,57,13,57],[11,59,11,60],[14,47,15,47],[14,49,14,50],[14,54,14,55],[14,57,15,57],[12,34,12,35],[12,39,12,40],[12,44,12,45],[12,49,12,50],[11,37,13,37],[11,39,11,40],[11,44,11,45],[11,47,13,47],[20,55,20,56],[19,56,19,57],[19,58,19,59],[20,15,20,16],[13,69,15,69],[14,14,14,15],[14,17,15,17],[14,19,14,20],[14,24,14,25],[14,27,15,27],[14,29,14,30],[14,34,14,35],[14,37,15,37],[14,59,14,60],[15,19,15,20],[15,24,15,25],[15,29,15,30],[15,34,15,35],[15,39,15,40],[15,44,15,45],[15,49,15,50],[15,54,15,55],[14,39,14,40],[14,44,14,45],[18,12,18,13],[18,22,18,23],[18,32,18,33],[18,42,18,43],[18,52,18,53],[18,62,18,63],[16,44,16,45],[16,47,18,47],[16,49,16,50],[16,54,16,55],[16,57,18,57],[16,29,16,30],[16,34,16,35],[16,37,18,37],[16,39,16,40],[16,17,18,17],[16,19,16,20],[16,24,16,25],[16,27,18,27],[19,42,19,43],[19,46,19,47],[19,48,19,49],[19,52,19,53],[19,16,19,17],[19,18,19,19],[19,22,19,23],[19,26,19,27],[19,28,19,29],[19,32,19,33],[19,36,19,37],[19,38,19,39],[20,59,20,60],[20,57,22,57],[21,59,21,60],[22,15,22,16],[22,19,22,20],[22,25,22,26],[22,29,22,30],[22,35,22,36],[22,39,22,40],[22,45,22,46],[22,49,22,50],[22,55,22,56],[22,59,22,60],[21,19,21,20],[21,25,21,26],[21,29,21,30],[21,35,21,36],[21,39,21,40],[21,45,21,46],[21,49,21,50],[21,55,21,56],[20,39,20,40],[20,45,20,46],[20,47,22,47],[20,49,20,50],[23,15,23,16],[23,17,24,17],[23,19,23,20],[23,25,23,26],[23,27,24,27],[23,29,23,30],[23,35,23,36],[23,37,24,37],[23,39,23,40],[23,45,23,46],[23,47,24,47],[23,49,23,50],[20,17,22,17],[20,19,20,20],[20,25,20,26],[20,27,22,27],[20,29,20,30],[20,35,20,36],[20,37,22,37],[21,15,21,16],[26,29,26,30],[26,35,26,36],[26,39,26,40],[25,45,25,46],[25,47,27,47],[23,55,23,56],[23,57,24,57],[23,59,23,60],[24,45,24,46],[24,49,24,50],[24,55,24,56],[24,59,24,60],[25,55,25,56],[25,57,27,57],[25,59,25,60],[26,45,26,46],[26,49,26,50],[26,55,26,56],[26,59,26,60],[25,49,25,50],[27,45,27,46],[27,49,27,50],[27,55,27,56],[27,59,27,60],[28,29,28,30],[27,15,27,16],[27,19,27,20],[27,25,27,26],[27,29,27,30],[24,69,26,69],[25,15,25,16],[25,17,27,17],[25,19,25,20],[25,25,25,26],[25,27,27,27],[25,29,25,30],[25,35,25,36],[25,37,27,37],[25,39,25,40],[24,15,24,16],[24,19,24,20],[24,25,24,26],[24,29,24,30],[24,35,24,36],[24,39,24,40],[26,15,26,16],[26,19,26,20],[26,25,26,26],[27,35,27,36],[27,39,27,40],[28,55,28,56],[28,57,29,57],[28,59,28,60],[29,15,29,16],[29,19,29,20],[29,25,29,26],[29,29,29,30],[29,35,29,36],[29,39,29,40],[29,45,29,46],[28,35,28,36],[28,37,29,37],[28,39,28,40],[28,45,28,46],[28,47,29,47],[28,49,28,50],[29,49,29,50],[28,15,28,16],[28,17,29,17],[28,19,28,20],[28,25,28,26],[28,27,29,27],[33,12,33,13],[33,22,33,23],[33,32,33,33],[33,42,33,43],[33,52,33,53],[33,62,33,63],[29,55,29,56],[29,59,29,60],[30,19,30,20],[30,25,30,26],[30,29,30,30],[30,35,30,36],[30,39,30,40],[30,45,30,46],[30,49,30,50],[30,55,30,56],[19,12,19,13],[19,62,19,63],[30,15,30,16],[30,59,30,60],[40,12,40,13],[42,8,42,9],[43,15,45,15],[47,12,47,13],[40,62,40,63],[42,58,42,59],[43,25,45,25],[43,35,45,35],[43,45,45,45],[43,55,45,55],[47,22,47,23],[47,32,47,33],[47,42,47,43],[47,52,47,53],[37,59,38,59],[40,22,40,23],[40,32,40,33],[40,42,40,43],[40,52,40,53],[42,18,42,19],[35,7,35,8],[35,67,35,68],[49,14,49,15],[49,20,49,21],[49,24,49,25],[49,30,49,31],[49,44,49,45],[49,50,49,51],[49,54,49,55],[49,60,49,61],[43,65,45,65],[47,62,47,63],[42,28,42,29],[42,38,42,39],[42,48,42,49],[35,17,35,18],[35,27,35,28],[35,37,35,38],[35,47,35,48],[35,57,35,58],[37,19,38,19],[37,29,38,29],[37,39,38,39],[37,49,38,49],[61,14,61,15],[61,20,61,21],[61,24,61,25],[61,30,61,31],[63,11,63,12],[56,18,56,19],[56,26,56,27],[57,28,57,29],[58,16,58,17],[60,14,60,15],[60,20,60,21],[60,24,60,25],[74,14,74,15],[74,20,74,21],[74,24,74,25],[74,30,74,31],[82,7,82,8],[83,18,83,19],[83,28,83,29],[65,22,65,23],[65,32,65,33],[72,14,72,15],[72,20,72,21],[72,24,72,25],[72,30,72,31],[91,10,91,11],[91,20,91,21],[91,30,91,31],[97,14,97,15],[97,20,97,21],[97,24,97,25],[97,30,97,31],[85,14,85,15],[85,20,85,21],[85,24,85,25],[85,30,85,31],[86,14,86,15],[86,20,86,21],[86,24,86,25],[86,30,86,31],[63,63,63,64],[56,56,56,57],[56,46,56,47],[57,48,57,49],[58,58,58,59],[60,44,60,45],[60,50,60,51],[60,54,60,55],[88,16,88,17],[88,26,88,27],[60,30,60,31],[65,52,65,53],[72,44,72,45],[72,50,72,51],[72,54,72,55],[72,60,72,61],[60,60,60,61],[61,44,61,45],[61,50,61,51],[61,54,61,55],[61,60,61,61],[85,44,85,45],[85,50,85,51],[85,54,85,55],[85,60,85,61],[86,44,86,45],[86,50,86,51],[86,54,86,55],[86,60,86,61],[74,44,74,45],[74,50,74,51],[74,54,74,55],[74,60,74,61],[82,58,82,59],[83,48,83,49],[88,46,88,47],[88,56,88,57],[89,67,89,68],[91,50,91,51],[91,65,91,66],[97,44,97,45],[97,50,97,51],[97,54,97,55],[97,60,97,61],[104,12,104,13],[104,22,104,23],[104,32,104,33],[104,42,104,43],[105,12,105,13],[105,22,105,23],[105,32,105,33],[105,42,105,43],[99,2,102,7],[99,8,102,17],[99,18,102,27],[99,28,102,37],[99,38,102,47],[103,12,103,13],[103,22,103,23],[103,32,103,33],[103,42,103,43],[108,12,108,13],[108,22,108,23],[108,32,108,33],[108,42,108,43],[109,12,109,13],[109,22,109,23],[109,32,109,33],[109,42,109,43],[106,12,106,13],[106,22,106,23],[106,32,106,33],[106,42,106,43],[107,12,107,13],[107,22,107,23],[107,32,107,33],[107,42,107,43],[112,12,112,13],[112,22,112,23],[112,32,112,33],[112,42,112,43],[113,12,113,13],[113,22,113,23],[113,32,113,33],[113,42,113,43],[110,12,110,13],[110,22,110,23],[110,32,110,33],[110,42,110,43],[111,12,111,13],[111,22,111,23],[111,32,111,33],[111,42,111,43],[116,12,116,13],[116,22,116,23],[116,32,116,33],[116,42,116,43],[117,12,117,13],[117,22,117,23],[117,32,117,33],[117,42,117,43],[114,12,114,13],[114,22,114,23],[114,32,114,33],[114,42,114,43],[115,12,115,13],[115,22,115,23],[115,32,115,33],[115,42,115,43],[120,12,120,13],[120,22,120,23],[120,32,120,33],[120,42,120,43],[121,12,121,13],[121,22,121,23],[121,32,121,33],[121,42,121,43],[118,12,118,13],[118,22,118,23],[118,32,118,33],[118,42,118,43],[119,12,119,13],[119,22,119,23],[119,32,119,33],[119,42,119,43],[122,12,122,13],[122,22,122,23],[122,32,122,33],[122,42,122,43],[123,2,127,7],[123,8,127,11],[123,12,127,13],[123,14,127,17],[123,18,127,21],[123,22,127,23],[123,44,127,47],[128,2,132,7],[128,8,132,11],[128,12,132,13],[128,14,132,17],[128,18,132,21],[128,22,132,23],[128,24,132,27],[128,28,132,31],[128,32,132,33],[123,24,127,27],[123,28,127,31],[123,32,127,33],[123,34,127,37],[123,38,127,41],[123,42,127,43],[128,38,132,41],[128,42,132,43],[128,34,132,37],[136,34,138,37],[136,38,138,41],[136,42,138,43],[133,2,135,7],[133,8,135,11],[133,12,135,13],[133,14,135,17],[133,18,135,21],[133,22,135,23],[133,24,135,27],[133,28,135,31],[133,32,135,33],[133,34,135,37],[136,2,138,7],[136,8,138,11],[136,12,138,13],[136,14,138,17],[136,18,138,21],[136,22,138,23],[136,24,138,27],[136,28,138,31],[136,32,138,33],[133,38,135,41],[133,42,135,43],[136,44,138,47],[99,48,102,57],[103,52,103,53],[104,52,104,53],[105,52,105,53],[106,52,106,53],[107,52,107,53],[133,44,135,47],[128,44,132,47],[116,52,116,53],[117,52,117,53],[118,52,118,53],[119,52,119,53],[108,52,108,53],[109,52,109,53],[110,52,110,53],[111,52,111,53],[112,52,112,53],[113,52,113,53],[136,48,138,51],[136,52,138,53],[136,54,138,57],[133,48,135,51],[133,52,135,53],[99,58,102,67],[103,62,103,63],[104,62,104,63],[105,62,105,63],[106,62,106,63],[107,62,107,63],[108,62,108,63],[128,48,132,51],[128,52,132,53],[128,54,132,57],[115,62,115,63],[116,62,116,63],[117,62,117,63],[118,62,118,63],[119,62,119,63],[120,62,120,63],[109,62,109,63],[110,62,110,63],[111,62,111,63],[112,62,112,63],[113,62,113,63],[114,62,114,63],[133,54,135,57],[120,52,120,53],[121,52,121,53],[122,52,122,53],[123,48,127,51],[123,52,127,53],[123,54,127,57],[114,52,114,53],[115,52,115,53],[133,58,135,61],[133,62,135,63],[133,64,135,67],[136,58,138,61],[136,62,138,63],[136,64,138,67],[121,62,121,63],[122,62,122,63],[123,58,127,61],[123,62,127,63],[123,64,127,67],[128,58,132,61],[128,62,132,63],[128,64,132,67],[49,34,49,35],[49,40,49,41],[56,36,56,37],[57,38,57,39],[60,34,60,35],[60,40,60,41],[74,34,74,35],[74,40,74,41],[83,38,83,39],[61,34,61,35],[61,40,61,41],[65,42,65,43],[72,34,72,35],[72,40,72,41],[88,36,88,37],[91,40,91,41],[97,34,97,35],[97,40,97,41],[85,34,85,35],[85,40,85,41],[86,34,86,35],[86,40,86,41]]}
[]
[null,"SABİT MESNETLİ ÇERÇEVE CROSS ( 6 açıklıklı )\n(inş.müh. Gürcan BERBEROĞLU tel:0532 366 02 04   www.betoncelik.com )                                                                                                                                                                     "]
[null,null,null,null,null,null,null,null,null,null,null,null,null,null,null,null,null,null,null,"pas payı  d ' =",null,null,null,null,0.03,null,"m",null,null,null,null,null,"dikkat sadece sarı hücrelere rakam giriniz."]
[null,null,null,null,null,null,null,null,null,null,null,null,null,null,null,null,null,0.5,null,"m",null,null,null,null,null,null,null,0.5,null,"m",null,null,null,null,null,null,null,0.5,null,"m",null,null,null,null,null,null,null,0.5,null,"m",null,null,null,null,null,null,null,0.5,null,"m",null,null,null,null,null,null,null,null,null,null,null,null,null,null,null,"Not : baş ve sonda kirişe oturan mesnet durumunda kirişin kolon yüzü kesme kuvveti dikkate alınır."]
[null,null,null,null,null,null,null,null,null,null,null,null,null,null,null,null,null,null,null,"m",null,null,null,null,null,null,null,null,null,"m",null,null,null,null,null,null,null,null,null,"m",null,null,null,null,null,null,null,null,null,"m",null,null,null,null,null,null,null,null,null,"m"]
[null,null,null,null,null,null,null,null,null,null,null,null,null,null,null,null,null,null,null,0.6,null,null,null,null,null,null,null,null,null,0.6,null,null,null,null,null,null,null,null,null,0.6,null,null,null,null,null,null,null,null,null,0.6,null,null,null,null,null,null,null,null,null,0.6]
[]
[]
[]
[null,null,null,null,null,null,null,null,null,null,null,null,null,null,{"$f":"SUM(O11:P15)","v":-0.31503314369783225},null,null,"dm4",null,null,null,null,null,null,null,null,null,"dm4",null,null,null,null,null,null,null,null,null,"dm4",null,null,null,null,null,null,null,null,null,"dm4",null,null,null,null,null,null,null,null,null,"dm4",null,{"$f":"SUM(BH11:BI15)","v":-1.0653426700891011}]
[null,null,null,null,null,null,null,null,null,null,null,null,null,null,{"$f":"-T29*R21","v":-6.0362403031683132E-6},null,null,null,null,null,null,null,null,null,null,null,null,null,null,null,null,null,null,null,null,null,null,null,null,null,null,null,null,null,null,null,null,null,null,null,null,null,null,null,null,null,null,null,null,{"$f":"-BD29*BF17","v":-8.9989914360095524E-6}]
[null,null,null,null,null,null,null,null,null,null,null,null,null,null,{"$f":"-T27*R21","v":-1.0071501433403041E-4},null,null,{"$f":"T6*R4^3/12*10000","v":62.499999999999993},null,{"$f":"SUM(T13:U17)","v":-0.31503314369783225},null,null,null,null,{"$f":"SUM(Y13:Z17)","v":0.77887312368622164},null,null,{"$f":"AD6*AB4^3/12*10000","v":62.499999999999993},null,{"$f":"SUM(AD13:AE17)","v":0.77887312368622164},null,null,null,null,{"$f":"SUM(AI13:AJ17)","v":0.74460229254538901},null,null,{"$f":"AN6*AL4^3/12*10000","v":62.499999999999993},null,{"$f":"SUM(AN13:AO17)","v":0.74460229254538901},null,null,null,null,{"$f":"SUM(AS13:AT17)","v":-0.29469572020631751},null,null,{"$f":"AX6*AV4^3/12*10000","v":62.499999999999993},null,{"$f":"SUM(AX13:AY17)","v":-0.29469572020631751},null,null,null,null,{"$f":"SUM(BC13:BD17)","v":-1.0653426700891011},null,null,{"$f":"BH6*BF4^3/12*10000","v":62.499999999999993},null,{"$f":"-BD27*BF17","v":-1.0250454018546466E-4}]
[null,null,null,null,null,null,null,null,null,null,null,null,null,null,{"$f":"-T25*R21","v":-2.4338421573210987E-3},null,null,null,null,{"$f":"-T29*R17","v":-6.0362403031683132E-6},null,null,null,null,null,null,null,null,null,null,null,null,null,null,{"$f":"-(AJ29+AN29)*AL21","v":-1.6241181833996972E-5},null,null,null,null,{"$f":"-(AJ29+AN29)*AL17","v":-1.6241181833996972E-5},null,null,null,null,null,null,null,null,null,null,null,null,null,null,{"$f":"-BD29*BF21","v":-8.9989914360095524E-6},null,null,null,null,{"$f":"-BD25*BF17","v":-3.671130226397955E-4},null,null,null,null,null,null,null,null,null,"m"]
[null,null,null,null,null,null,null,null,null,null,null,null,null,null,{"$f":"-T23*R21","v":-9.2180780806261714E-2},null,null,null,null,{"$f":"-T27*R17","v":-1.0071501433403041E-4},null,null,null,null,{"$f":"-(Z28+AD28)*AB21","v":4.9634682552409862E-5},null,null,null,null,{"$f":"-(Z28+AD28)*AB17","v":4.9634682552409862E-5},null,null,null,null,{"$f":"-(AJ27+AN27)*AL21","v":-2.2339831458888113E-4},null,null,null,null,{"$f":"-(AJ27+AN27)*AL17","v":-2.2339831458888113E-4},null,null,null,null,{"$f":"-(AT28+AX28)*AV21","v":5.2897374853115201E-5},null,null,null,null,{"$f":"-(AT28+AX28)*AV17","v":5.2897374853115201E-5},null,null,null,null,{"$f":"-BD27*BF21","v":-1.0250454018546466E-4},null,null,null,null,{"$f":"-BD23*BF17","v":5.0612754018157381E-2},null,null,null,null,null,null,null,null,null,3.5]
[null,null,null,null,null,null,null,null,null,null,null,null,null,null,{"$f":"-(P21+T21)*R21","v":-0.22031176947961223},null,null,"I =",null,{"$f":"-T25*R17","v":-2.4338421573210987E-3},null,null,null,null,{"$f":"-(Z26+AD26)*AB21","v":8.2815751422406854E-4},null,null,"I =",null,{"$f":"-(Z26+AD26)*AB17","v":8.2815751422406854E-4},null,null,null,null,{"$f":"-(AJ25+AN25)*AL21","v":-3.2911303426836742E-3},null,null,"I =",null,{"$f":"-(AJ25+AN25)*AL17","v":-3.2911303426836742E-3},null,null,null,null,{"$f":"-(AT26+AX26)*AV21","v":6.0253653144280858E-4},null,null,"I =",null,{"$f":"-(AT26+AX26)*AV17","v":6.0253653144280858E-4},null,null,null,null,{"$f":"-BD25*BF21","v":-3.671130226397955E-4},null,null,"I =",null,{"$f":"-(BD21+BH21)*BF17","v":-1.1154768075529973}]
[null,null,null,null,null,null,null,null,null,null,null,null,null,null,null,null,null,null,null,{"$f":"-T23*R17","v":-9.2180780806261714E-2},null,null,null,null,{"$f":"-(Z24+AD24)*AB21","v":2.0012951240178063E-2},null,null,null,null,{"$f":"-(Z24+AD24)*AB17","v":2.0012951240178063E-2},null,null,null,null,{"$f":"-(AJ23+AN23)*AL21","v":-6.0210958081561593E-2},null,null,null,null,{"$f":"-(AJ23+AN23)*AL17","v":-6.0210958081561593E-2},null,null,null,null,{"$f":"-(AT24+AX24)*AV21","v":2.1579435106839693E-3},null,null,null,null,{"$f":"-(AT24+AX24)*AV17","v":2.1579435106839693E-3},null,null,null,null,{"$f":"-BD23*BF21","v":5.0612754018157381E-2}]
[null,null,null,null,null,null,null,null,null,null,null,null,null,null,null,null,null,{"$f":"(4*R12/BR14)/((4*R12/BR14)+(4*W20/W34)+(4*R26/BR25)+(3*M20/M34))","v":0.26437412337553506},null,{"$f":"-(P21+T21)*R17","v":-0.22031176947961223},null,null,null,null,{"$f":"-(Z21+Z22+AD21+AD22)*AB21","v":0.75798238024926712},null,null,{"$f":"(4*AB12/BR14)/((4*AB12/BR14)+(4*AG20/AG34)+(4*AB26/BR25)+(4*W20/W34))","v":0.22179094900474539},null,{"$f":"-(Z21+Z22+AD21+AD22)*AB17","v":0.75798238024926712},null,null,null,null,{"$f":"-(AJ21+AN21)*AL21","v":0.80834402046605713},null,null,{"$f":"(4*AL12/BR14)/((4*AL12/BR14)+(4*AL26/BR25)+(4*AG20/AG34)+(4*AQ20/AQ34))","v":0.18395494577369453},null,{"$f":"-(AJ21+AN21)*AL17","v":0.80834402046605713},null,null,null,null,{"$f":"-(AT21+AX21+AT22+AX22)*AV21","v":-0.29750909762329741},null,null,{"$f":"(4*AV12/BR14)/((4*AV12/BR14)+(4*AV26/BR25)+(4*AQ20/AQ34)+(4*BA20/BA34))","v":0.17952986549167821},null,{"$f":"-(AT21+AX21+AT22+AX22)*AV17","v":-0.29750909762329741},null,null,null,null,{"$f":"-(BD21+BH21)*BF21","v":-1.1154768075529973},null,null,{"$f":"(4*BF12/BR14)/((4*BF12/BR14)+(4*BF26/BR25)+(4*BA20/BA34)+(3*BK20/BK34))","v":0.19750234881056392}]
[]
[null,null,null,null,null,null,null,null,null,null,null,"q =",10,null,"KN/m",null,null,null,null,null,null,"q =",10,null,"KN/m",null,null,null,null,null,null,"q =",10,null,"KN/m",null,null,null,null,null,null,"q =",10,null,"KN/m",null,null,null,null,null,null,"q =",10,null,"KN/m",null,null,null,null,null,null,"q =",10,null,"KN/m"]
[null,null,null,null,null,null,null,null,null,null,null,"I =",{"$f":"(M41*I43^3/12+I43*M41*(((I43*M41*I43/2+M48*(P44-I43)*((P44-I43)/2+I43))/(M41*I43+(P44-I43)*M48))-I43/2)^2+M48*(P44-I43)^3/12+M48*(P44-I43)*(P44-((I43*M41*I43/2+M48*(P44-I43)*((P44-I43)/2+I43))/(M41*I43+(P44-I43)*M48))-(P44-I43)/2)^2)*10000","v":82.143707482993193},null,"dm4",null,{"$f":"(3*M20/M34)/((4*R12/BR14)+(4*W20/W34)+(4*R26/BR25)+(3*M20/M34))","v":0.22802504189464345},null,{"$f":"(4*W20/W34)/((4*R12/BR14)+(4*W20/W34)+(4*R26/BR25)+(3*M20/M34))","v":0.24322671135428636},null,null,"I =",{"$f":"(W41*S43^3/12+S43*W41*(((S43*W41*S43/2+W48*(Z44-S43)*((Z44-S43)/2+S43))/(W41*S43+(Z44-S43)*W48))-S43/2)^2+W48*(Z44-S43)^3/12+W48*(Z44-S43)*(Z44-((S43*W41*S43/2+W48*(Z44-S43)*((Z44-S43)/2+S43))/(W41*S43+(Z44-S43)*W48))-(Z44-S43)/2)^2)*10000","v":82.143707482993193},null,"dm4",null,{"$f":"(4*W20/W34)/((4*AB12/BR14)+(4*AG20/AG34)+(4*AB26/BR25)+(4*W20/W34))","v":0.20404978537911822},null,{"$f":"(4*AG20/AG34)/((4*AB12/BR14)+(4*AG20/AG34)+(4*AB26/BR25)+(4*W20/W34))","v":0.35236831661139101},null,null,"I =",{"$f":"(AG41*AC43^3/12+AC43*AG41*(((AC43*AG41*AC43/2+AG48*(AJ44-AC43)*((AJ44-AC43)/2+AC43))/(AG41*AC43+(AJ44-AC43)*AG48))-AC43/2)^2+AG48*(AJ44-AC43)^3/12+AG48*(AJ44-AC43)*(AJ44-((AC43*AG41*AC43/2+AG48*(AJ44-AC43)*((AJ44-AC43)/2+AC43))/(AG41*AC43+(AJ44-AC43)*AG48))-(AJ44-AC43)/2)^2)*10000","v":127.66666666666663},null,"dm4",null,{"$f":"(4*AG20/AG34)/((4*AL12/BR14)+(4*AL26/BR25)+(4*AG20/AG34)+(4*AQ20/AQ34))","v":0.29225671681142223},null,{"$f":"(4*AQ20/AQ34)/((4*AL12/BR14)+(4*AL26/BR25)+(4*AG20/AG34)+(4*AQ20/AQ34))","v":0.33983339164118859},null,null,"I =",{"$f":"(AQ41*AM43^3/12+AM43*AQ41*(((AM43*AQ41*AM43/2+AQ48*(AT44-AM43)*((AT44-AM43)/2+AM43))/(AQ41*AM43+(AT44-AM43)*AQ48))-AM43/2)^2+AQ48*(AT44-AM43)^3/12+AQ48*(AT44-AM43)*(AT44-((AM43*AQ41*AM43/2+AQ48*(AT44-AM43)*((AT44-AM43)/2+AM43))/(AQ41*AM43+(AT44-AM43)*AQ48))-(AT44-AM43)/2)^2)*10000","v":127.66666666666663},null,"dm4",null,{"$f":"(4*AQ20/AQ34)/((4*AV12/BR14)+(4*AV26/BR25)+(4*AQ20/AQ34)+(4*BA20/BA34))","v":0.33165861800736546},null,{"$f":"(4*BA20/BA34)/((4*AV12/BR14)+(4*AV26/BR25)+(4*AQ20/AQ34)+(4*BA20/BA34))","v":0.30928165100927818},null,null,"I =",{"$f":"(BA41*AW43^3/12+AW43*BA41*(((AW43*BA41*AW43/2+BA48*(BD44-AW43)*((BD44-AW43)/2+AW43))/(BA41*AW43+(BD44-AW43)*BA48))-AW43/2)^2+BA48*(BD44-AW43)^3/12+BA48*(BD44-AW43)*(BD44-((AW43*BA41*AW43/2+BA48*(BD44-AW43)*((BD44-AW43)/2+AW43))/(BA41*AW43+(BD44-AW43)*BA48))-(BD44-AW43)/2)^2)*10000","v":127.66666666666663},null,"dm4",null,{"$f":"(4*BA20/BA34)/((4*BF12/BR14)+(4*BF26/BR25)+(4*BA20/BA34)+(3*BK20/BK34))","v":0.34024340379831114},null,{"$f":"(3*BK20/BK34)/((4*BF12/BR14)+(4*BF26/BR25)+(4*BA20/BA34)+(3*BK20/BK34))","v":0.26475189858056092},null,null,"I =",{"$f":"(BK41*BG43^3/12+BG43*BK41*(((BG43*BK41*BG43/2+BK48*(BN44-BG43)*((BN44-BG43)/2+BG43))/(BK41*BG43+(BN44-BG43)*BK48))-BG43/2)^2+BK48*(BN44-BG43)^3/12+BK48*(BN44-BG43)*(BN44-((BG43*BK41*BG43/2+BK48*(BN44-BG43)*((BN44-BG43)/2+BG43))/(BK41*BG43+(BN44-BG43)*BK48))-(BN44-BG43)/2)^2)*10000","v":127.66666666666663},null,"dm4"]
[null,null,null,null,null,null,null,null,null,null,null,null,null,null,null,{"$f":"-M19*M34^2/8","v":-20},null,{"$f":"(4*R26/BR25)/((4*R12/BR14)+(4*W20/W34)+(4*R26/BR25)+(3*M20/M34))","v":0.26437412337553506},null,{"$f":"W19*W34^2/12","v":20.833333333333332},null,null,null,null,null,{"$f":"-W19*W34^2/12","v":-20.833333333333332},null,{"$f":"(4*AB26/BR25)/((4*AB12/BR14)+(4*AG20/AG34)+(4*AB26/BR25)+(4*W20/W34))","v":0.22179094900474539},null,{"$f":"AG19*AG34^2/12","v":16.875},null,null,null,null,null,{"$f":"-AG19*AG34^2/12","v":-16.875},null,{"$f":"(4*AL26/BR25)/((4*AL12/BR14)+(4*AL26/BR25)+(4*AG20/AG34)+(4*AQ20/AQ34))","v":0.18395494577369453},null,{"$f":"AQ19*AQ34^2/12","v":12.48075},null,null,null,null,null,{"$f":"-AQ19*AQ34^2/12","v":-12.48075},null,{"$f":"(4*AV26/BR25)/((4*AV12/BR14)+(4*AV26/BR25)+(4*AQ20/AQ34)+(4*BA20/BA34))","v":0.17952986549167821},null,{"$f":"BA19*BA34^2/12","v":14.352083333333335},null,null,null,null,null,{"$f":"-BA19*BA34^2/12","v":-14.352083333333335},null,{"$f":"(4*BF26/BR25)/((4*BF12/BR14)+(4*BF26/BR25)+(4*BA20/BA34)+(3*BK20/BK34))","v":0.19750234881056392},null,{"$f":"BK19*BK34^2/8","v":20}]
[null,null,null,null,null,null,null,null,null,null,null,null,null,null,null,{"$f":"-(P21+T21)*Q20","v":-0.19002086824553593},null,null,null,{"$f":"-(P21+T21)*S20","v":-0.20268892612857167},null,null,null,null,null,{"$f":"+T22/2","v":-0.10134446306428584},null,null,null,{"$f":"+AJ22/2","v":0.642124538924296},null,null,null,null,null,{"$f":"-(AJ21+AN21)*AK20","v":1.284249077848592},null,null,null,{"$f":"-(AJ21+AN21)*AM20","v":1.4933128812192928},null,null,null,null,null,{"$f":"+AN22/2","v":0.74665644060964642},null,null,null,{"$f":"+BD22/2","v":-0.96083319551793889},null,null,null,null,null,{"$f":"-(BD21+BH21)*BE20","v":-1.9216663910358778},null,null,null,{"$f":"-(BD21+BH21)*BG20","v":-1.4952966605247926}]
[null,null,null,null,null,null,null,null,null,null,null,null,null,null,null,null,null,null,null,{"$f":"+Z23/2","v":0.3486755043545689},null,null,null,null,null,{"$f":"-(Z21+Z22+AD21+AD22)*AA20","v":0.6973510087091378},null,null,null,{"$f":"-(Z21+Z22+AD21+AD22)*AC20","v":1.2042374882656504},null,null,null,null,null,{"$f":"+AD23/2","v":0.60211874413282518},null,null,null,{"$f":"+AT23/2","v":-0.27480513031113185},null,null,null,null,null,{"$f":"-(AT21+AX21+AT22+AX22)*AU20","v":-0.5496102606222637},null,null,null,{"$f":"-(AT21+AT22+AX21+AX22)*AW20","v":-0.5125281225561833},null,null,null,null,null,{"$f":"+AX23/2","v":-0.25626406127809165}]
[null,null,null,null,null,null,null,null,null,null,null,null,null,null,null,{"$f":"-T23*Q20","v":-7.9506746488086505E-2},null,"dm4",null,{"$f":"-T23*S20","v":-8.4807196253958952E-2},null,null,null,null,null,{"$f":"+T24/2","v":-4.2403598126979476E-2},null,"dm4",null,{"$f":"+AJ24/2","v":-4.7829801071604922E-2},null,null,null,null,null,{"$f":"-(AJ23+AN23)*AK20","v":-9.5659602143209843E-2},null,"dm4",null,{"$f":"-(AJ23+AN23)*AM20","v":-0.11123209551536027},null,null,null,null,null,{"$f":"+AN24/2","v":-5.5616047757680136E-2},null,"dm4",null,{"$f":"+BD24/2","v":4.3596078240218446E-2},null,null,null,null,null,{"$f":"-BD23*BE20","v":8.7192156480436891E-2},null,"dm4",null,{"$f":"-BD23*BG20","v":6.7846396761339967E-2},null,null,null,null,null,null,null,null,null,"m"]
[null,null,null,null,null,null,null,null,null,null,null,null,null,null,null,null,null,null,null,{"$f":"+Z25/2","v":9.2060528702497223E-3},null,null,null,null,null,{"$f":"-(Z24+AD24)*AA20","v":1.8412105740499445E-2},null,null,null,{"$f":"-(Z24+AD24)*AC20","v":3.1795390977728821E-2},null,null,null,null,null,{"$f":"+AD25/2","v":1.5897695488864411E-2},null,null,null,{"$f":"+AT25/2","v":1.9932632393260016E-3},null,null,null,null,null,{"$f":"-(AT24+AX24)*AU20","v":3.9865264786520032E-3},null,null,null,{"$f":"-(AT24+AX24)*AW20","v":3.717556017441748E-3},null,null,null,null,null,{"$f":"+AX25/2","v":1.858778008720874E-3},null,null,null,null,null,null,null,null,null,null,null,null,null,3.5]
[null,null,null,null,null,null,null,null,null,null,null,null,null,null,null,{"$f":"-T25*Q20","v":-2.0992105914229954E-3},null,{"$f":"T38*R36^3/12*10000","v":62.499999999999993},null,{"$f":"-T25*S20","v":-2.2391579641845285E-3},null,null,null,null,null,{"$f":"+T26/2","v":-1.1195789820922643E-3},null,{"$f":"AD38*AB36^3/12*10000","v":62.499999999999993},null,{"$f":"+AJ26/2","v":-2.6143764292547943E-3},null,null,null,null,null,{"$f":"-(AJ25+AN25)*AK20","v":-5.2287528585095886E-3},null,{"$f":"AN38*AL36^3/12*10000","v":62.499999999999993},null,{"$f":"-(AJ25+AN25)*AM20","v":-6.079945184313474E-3},null,null,null,null,null,{"$f":"+AN26/2","v":-3.039972592156737E-3},null,{"$f":"AX38*AV36^3/12*10000","v":62.499999999999993},null,{"$f":"+BD26/2","v":-3.1621847829631851E-4},null,null,null,null,null,{"$f":"-BD25*BE20","v":-6.3243695659263703E-4},null,{"$f":"BH38*BF36^3/12*10000","v":62.499999999999993},null,{"$f":"-BD25*BG20","v":-4.9211500684864578E-4}]
[null,null,null,null,null,null,null,null,null,null,null,null,null,null,null,null,null,null,null,{"$f":"+Z27/2","v":3.8095640015028222E-4},null,null,null,null,null,{"$f":"-(Z26+AD26)*AA20","v":7.6191280030056443E-4},null,null,null,{"$f":"-(Z26+AD26)*AC20","v":1.3157275825983572E-3},null,null,null,null,null,{"$f":"+AD27/2","v":6.5786379129917859E-4},null,null,null,{"$f":"+AT27/2","v":5.5655484609756041E-4},null,null,null,null,null,{"$f":"-(AT26+AX26)*AU20","v":1.1131096921951208E-3},null,null,null,{"$f":"-(AT26+AX26)*AW20","v":1.0380083153723177E-3},null,null,null,null,null,{"$f":"+AX27/2","v":5.1900415768615883E-4}]
[null,null,null,null,null,null,null,null,null,null,null,null,null,null,null,{"$f":"-T27*Q20","v":-8.6867599104300654E-5},null,null,null,{"$f":"-T27*S20","v":-9.2658772377920702E-5},null,null,null,null,null,{"$f":"+T28/2","v":-4.6329386188960351E-5},null,null,null,{"$f":"+AJ28/2","v":-1.7746100190008601E-4},null,null,null,null,null,{"$f":"-(AJ27+AN27)*AK20","v":-3.5492200380017201E-4},null,null,null,{"$f":"-(AJ27+AN27)*AM20","v":-4.1270000441880457E-4},null,null,null,null,null,{"$f":"+AN28/2","v":-2.0635000220940229E-4},null,null,null,{"$f":"+BD28/2","v":-8.8293870598307045E-5},null,null,null,null,null,{"$f":"-BD27*BE20","v":-1.7658774119661409E-4},null,null,null,{"$f":"-BD27*BG20","v":-1.3740733611861537E-4}]
[null,null,null,null,null,null,null,null,null,null,null,null,null,null,null,null,null,"I =",null,{"$f":"+Z29/2","v":2.2832190329739742E-5},null,null,null,null,null,{"$f":"-(Z28+AD28)*AA20","v":4.5664380659479485E-5},null,"I =",null,{"$f":"-(Z28+AD28)*AC20","v":7.8856642324747148E-5},null,null,null,null,null,{"$f":"+AD29/2","v":3.9428321162373574E-5},null,"I =",null,{"$f":"+AT29/2","v":4.8860589829871424E-5},null,null,null,null,null,{"$f":"-(AT28+AX28)*AU20","v":9.7721179659742848E-5},null,"I =",null,{"$f":"-(AT28+AX28)*AW20","v":9.1127943441736108E-5},null,null,null,null,null,{"$f":"+AX29/2","v":4.5563971720868054E-5},null,"I ="]
[null,null,null,null,null,null,null,null,null,null,null,null,null,null,null,{"$f":"-T29*S20","v":-5.5533985669177366E-6},null,null,null,{"$f":"-T29*S20","v":-5.5533985669177366E-6},null,null,null,null,null,null,null,null,null,null,null,null,null,null,null,{"$f":"-(AJ29+AN29)*AK20","v":-2.580302725744941E-5},null,null,null,{"$f":"-(AJ29+AN29)*AM20","v":-3.0003520066801636E-5},null,null,null,null,null,null,null,null,null,null,null,null,null,null,null,{"$f":"-BD29*BE20","v":-1.5502840828878141E-5},null,null,null,{"$f":"-BD29*BG20","v":-1.2063148019970805E-5}]
[null,null,null,null,null,null,null,null,null,null,null,null,null,null,null,{"$f":"SUM(P21:Q30)","v":-20.271719246322718},null,null,null,{"$f":"SUM(T21:U30)","v":20.901785186630974},null,null,null,null,null,{"$f":"SUM(Z21:AA30)","v":-20.261676611262285},null,null,null,{"$f":"SUM(AD21:AE30)","v":18.703930363889839},null,null,null,null,null,{"$f":"SUM(AJ21:AK30)","v":-15.073306270450036},null,null,null,{"$f":"SUM(AN21:AO30)","v":13.584101685359256},null,null,null,null,null,{"$f":"SUM(AT21:AU30)","v":-12.337368833014157},null,null,null,{"$f":"SUM(AX21:AY30)","v":12.926760273426792},null,null,null,null,null,{"$f":"SUM(BD21:BE30)","v":-16.441222810567361},null,null,null,{"$f":"SUM(BH21:BI30)","v":18.571908150745557}]
[]
[]
[null,null,null,null,null,null,null,null,null,null,null,null,4,null,"m",null,null,null,null,null,null,null,5,null,"m",null,null,null,null,null,null,null,4.5,null,"m",null,null,null,null,null,null,null,3.87,null,"m",null,null,null,null,null,null,null,4.1500000000000004,null,"m",null,null,null,null,null,null,null,4,null,"m"]
[]
[null,null,"mesnet genişliği=",null,null,null,null,0.25,null,"m",null,null,null,null,null,null,null,0.5,null,"m",null,null,null,null,null,null,null,0.5,null,"m",null,null,null,null,null,null,null,0.5,null,"m",null,null,null,null,null,null,null,0.5,null,"m",null,null,null,null,null,null,null,0.5,null,"m",null,null,"mesnet genişliği=",null,null,null,null,0.25,null,"m"]
[null,null,null,null,null,null,null,null,null,null,null,null,null,null,null,null,null,null,null,"m",null,null,null,null,null,null,null,null,null,"m",null,null,null,null,null,null,null,null,null,"m",null,null,null,null,null,null,null,null,null,"m",null,null,null,null,null,null,null,null,null,"m"]
[null,null,null,null,null,null,null,null,null,null,null,null,null,null,null,null,null,null,null,0.6,null,null,null,null,null,null,null,null,null,0.6,null,null,null,null,null,null,null,null,null,0.6,null,null,null,null,null,null,null,null,null,0.6,null,null,null,null,null,null,null,null,null,0.6]
[]
[]
[null,null,null,null,null,null,null,null,null,null,null,null,1.2,null,"m",null,null,null,null,null,null,null,1.2,null,"m",null,null,null,null,null,null,null,1.2,null,"m",null,null,null,null,null,null,null,1.2,null,"m",null,null,null,null,null,null,null,1.2,null,"m",null,null,null,null,null,null,null,1.2,null,"m"]
[]
[null,null,null,null,null,null,null,null,0.1,null,"m",null,null,null,null,"m",null,null,0.1,null,"m",null,null,null,null,"m",null,null,0.1,null,"m",null,null,null,null,"m",null,null,0.1,null,"m",null,null,null,null,"m",null,null,0.1,null,"m",null,null,null,null,"m",null,null,0.1,null,"m",null,null,null,null,"m"]
[null,null,null,null,null,null,null,null,null,null,null,null,null,null,null,0.6,null,null,null,null,null,null,null,null,null,0.6,null,null,null,null,null,null,null,null,null,0.7,null,null,null,null,null,null,null,null,null,0.7,null,null,null,null,null,null,null,null,null,0.7,null,null,null,null,null,null,null,null,null,0.7]
[]
[]
[]
[null,null,null,null,null,null,null,null,null,null,null,null,0.25,null,"m",null,null,null,null,null,null,null,0.25,null,"m",null,null,null,null,null,null,null,0.25,null,"m",null,null,null,null,null,null,null,0.25,null,"m",null,null,null,null,null,null,null,0.25,null,"m",null,null,null,null,null,null,null,0.25,null,"m"]
[]
[null,null,null,null,null,null,null,null,null,null,null,null,null,null,{"$f":"IF(T12<0,T12/2,\"\")","v":-0.15751657184891613},null,null,null,null,null,{"$f":"IF(T12>0,T12/2,\"\")","v":""},null,null,null,{"$f":"IF(AD12<0,AD12/2,\"\")","v":""},null,null,null,null,null,{"$f":"IF(AD12>0,AD12/2,\"\")","v":0.38943656184311082},null,null,null,{"$f":"IF(AN12<0,AN12/2,\"\")","v":""},null,null,null,null,null,{"$f":"IF(AN12>0,AN12/2,\"\")","v":0.37230114627269451},null,null,null,{"$f":"IF(AX12<0,AX12/2,\"\")","v":-0.14734786010315876},null,null,null,null,null,{"$f":"IF(AX12>0,AX12/2,\"\")","v":""},null,null,null,{"$f":"IF(BH10<0,BH10/2,\"\")","v":-0.53267133504455055},null,null,null,null,null,{"$f":"IF(BH10>0,BH10/2,\"\")","v":""}]
[]
[]
[]
[]
[null,null,null,null,null,"moment diyagramı (KNm)"]
[]
[null,null,null,null,null,null,null,null,null,null,null,null,null,null,null,null,null,null,{"$f":"-T31","v":-20.901785186630974},null,null,null,null,null,null,null,{"$f":"IF(Z31=0,\"\",+Z31)","v":-20.261676611262285},null,null,null,null,null,null,null,null,null,{"$f":"IF(AJ31=0,\"\",+AJ31)","v":-15.073306270450036},null,null,null,null,null,null,null,null,null,{"$f":"+AT31","v":-12.337368833014157},null,null,null,null,null,null,null,null,null,{"$f":"+BD31","v":-16.441222810567361}]
[null,null,null,null,null,null,null,null,null,null,null,null,null,null,null,null,null,null,null,null,null,null,null,null,null,null,null,null,{"$f":"-AD31","v":-18.703930363889839},null,null,null,null,null,null,null,null,null,{"$f":"-AN31","v":-13.584101685359256},null,null,null,null,null,null,null,null,null,{"$f":"IF(AX31=0,\"\",-AX31)","v":-12.926760273426792}]
[null,null,null,null,null,null,null,null,null,null,null,null,null,null,null,null,{"$f":"IF(P31=0,\"\",+P31)","v":-20.271719246322718},null,null,null,null,null,null,null,null,null,null,null,null,null,null,null,null,null,null,null,null,null,null,null,null,null,null,null,null,null,null,null,null,null,null,null,null,null,null,null,null,null,{"$f":"IF(BH31=0,\"\",-BH31)","v":-18.571908150745557}]
[]
[null,null,null,null,null,null,null,null,null,null,null,null,null,null,{"$f":"IF(T12>0,-T12,\"\")","v":""},null,null,null,null,null,{"$f":"IF(T12<0,-T12,\"\")","v":0.31503314369783225},null,null,null,{"$f":"IF(AD12>0,-AD12,\"\")","v":-0.77887312368622164},null,null,null,null,null,{"$f":"IF(AD12<0,-AD12,\"\")","v":""},null,null,null,{"$f":"IF(AN12>0,-AN12,\"\")","v":-0.74460229254538901},null,null,null,null,null,{"$f":"IF(AN12<0,-AN12,\"\")","v":""},null,null,null,{"$f":"IF(AX12>0,-AX12,\"\")","v":""},null,null,null,null,null,{"$f":"IF(AX12<0,-AX12,\"\")","v":0.29469572020631751},null,null,null,{"$f":"IF(BH10>0,-BH10,\"\")","v":""},null,null,null,null,null,{"$f":"IF(BH10<0,-BH10,\"\")","v":1.0653426700891011}]
[null,null,null,null,null,null,null,null,null,null,null,null,null,null,{"$f":"IF(O10<0,O10,\"\")","v":-0.31503314369783225},null,null,null,null,null,{"$f":"IF(O10>0,O10,\"\")","v":""},null,null,null,{"$f":"IF(Y12<0,Y12,\"\")","v":""},null,null,null,null,null,{"$f":"IF(Y12>0,Y12,\"\")","v":0.77887312368622164},null,null,null,{"$f":"IF(AI12<0,AI12,\"\")","v":""},null,null,null,null,null,{"$f":"IF(AI12>0,AI12,\"\")","v":0.74460229254538901},null,null,null,{"$f":"IF(AS12<0,AS12,\"\")","v":-0.29469572020631751},null,null,null,null,null,{"$f":"IF(AS12>0,AS12,\"\")","v":""},null,null,null,{"$f":"IF(BC12<0,BC12,\"\")","v":-1.0653426700891011},null,null,null,null,null,{"$f":"IF(BC12>0,BC12,\"\")","v":""}]
[]
[null,null,null,null,null,null,null,null,null,null,null,{"$f":"IF(M115=0,\"\",+M115)","v":11.14833600559405},null,null,null,null,null,null,null,null,null,null,null,null,null,null,null,null,null,null,null,null,null,null,null,null,null,null,null,null,null,null,null,null,null,null,null,null,null,null,null,null,null,null,null,null,null,null,null,null,null,null,null,{"$f":"IF(BK115=0,\"\",+BK115)","v":11.791907713251376}]
[]
[null,null,null,null,null,null,null,null,null,null,null,null,null,null,null,null,null,null,null,null,null,null,{"$f":"+W115","v":10.669088579029896},null,null,null,null,null,null,null,null,null,{"$f":"+AG115","v":8.4564284268001018},null,null,null,null,null,null,null,null,null,{"$f":"+AQ115","v":5.7655788747633014},null,null,null,null,null,null,null,null,null,{"$f":"+BA115","v":6.8799919191002221}]
[]
[]
[]
[]
[]
[]
[null,null,null,null,null,null,null,null,null,null,null,null,null,null,{"$f":"IF(O10>0,-O10/2,\"\")","v":""},null,null,null,null,null,{"$f":"IF(O10<0,-O10/2,\"\")","v":0.15751657184891613},null,null,null,{"$f":"IF(Y12>0,-Y12/2,\"\")","v":-0.38943656184311082},null,null,null,null,null,{"$f":"IF(Y12<0,-Y12/2,\"\")","v":""},null,null,null,{"$f":"IF(AI12>0,-AI12/2,\"\")","v":-0.37230114627269451},null,null,null,null,null,{"$f":"IF(AI12<0,-AI12/2,\"\")","v":""},null,null,null,{"$f":"IF(AS12>0,-AS12/2,\"\")","v":""},null,null,null,null,null,{"$f":"IF(AS12<0,-AS12/2,\"\")","v":0.14734786010315876},null,null,null,{"$f":"IF(BC12>0,-BC12/2,\"\")","v":""},null,null,null,null,null,{"$f":"IF(BC12<0,-BC12/2,\"\")","v":0.53267133504455055}]
[]
[null,null,null,null,null,null,null,null,null,null,null,null,null,null,{"$f":"IF(T12<0,(T12+T12/2)/$BR$14,\"\")","v":-0.1350142044419281},null,null,null,null,null,{"$f":"IF(T12>0,(T12+T12/2)/$BR$14,\"\")","v":""},null,null,null,{"$f":"IF(AD12<0,(AD12+AD12/2)/$BR$14,\"\")","v":""},null,null,null,null,null,{"$f":"IF(AD12>0,(AD12+AD12/2)/$BR$14,\"\")","v":0.33380276729409497},null,null,null,{"$f":"IF(AN12<0,(AN12+AN12/2)/$BR$14,\"\")","v":""},null,null,null,null,null,{"$f":"IF(AN12>0,(AN12+AN12/2)/$BR$14,\"\")","v":0.31911526823373809},null,null,null,{"$f":"IF(AX12<0,(AX12+AX12/2)/$BR$14,\"\")","v":-0.1262981658027075},null,null,null,null,null,{"$f":"IF(AX12>0,(AX12+AX12/2)/$BR$14,\"\")","v":""},null,null,null,{"$f":"IF(BH10<0,(BH10+BH10/2)/$BR$14,\"\")","v":-0.45657543003818624},null,null,null,null,null,{"$f":"IF(BH10>0,(BH10+BH10/2)/$BR$14,\"\")","v":""}]
[]
[]
[]
[]
[null,null,null,null,null,"kesme kuvveti diyagramı (KN)"]
[]
[]
[null,null,null,null,null,null,null,{"$f":"+M107","v":14.932070188419321},null,null,null,null,null,null,null,null,null,null,null,null,null,null,null,null,null,null,null,null,null,null,null,null,null,null,null,null,null,null,null,null,null,null,null,null,null,null,null,null,null,null,null,null,null,null,null,null,null,null,{"$f":"+BK107","v":24.642977037686389}]
[null,null,null,null,null,null,null,null,null,null,null,null,null,null,null,null,null,null,{"$f":"+W107","v":25.128021715073736},null,null,null,null,null,null,null,null,null,{"$f":"+AG107","v":23.306805354097733},null,null,null,null,null,null,null,null,null,{"$f":"+AQ107","v":19.672153191820442},null,null,null,null,null,null,null,null,null,{"$f":"+BA107","v":19.903141557315529}]
[]
[null,null,null,null,null,null,null,null,null,null,null,null,null,null,{"$f":"IF(O75<0,O75,\"\")","v":-0.1350142044419281},null,null,null,null,null,{"$f":"IF(U75>0,U75,\"\")","v":""},null,null,null,{"$f":"IF(Y75<0,Y75,\"\")","v":""},null,null,null,null,null,{"$f":"IF(AE75>0,AE75,\"\")","v":0.33380276729409497},null,null,null,{"$f":"IF(AI75<0,AI75,\"\")","v":""},null,null,null,null,null,{"$f":"IF(AO75>0,AO75,\"\")","v":0.31911526823373809},null,null,null,{"$f":"IF(AS75<0,AS75,\"\")","v":-0.1262981658027075},null,null,null,null,null,{"$f":"IF(AY75>0,AY75,\"\")","v":""},null,null,null,{"$f":"IF(BC75<0,BC75,\"\")","v":-0.45657543003818624},null,null,null,null,null,{"$f":"IF(BI75>0,BI75,\"\")","v":""}]
[null,null,null,null,null,null,null,null,null,null,null,null,null,null,{"$f":"IF(O98<0,O98,\"\")","v":-0.1350142044419281},null,null,null,null,null,{"$f":"IF(U98>0,U98,\"\")","v":""},null,null,null,{"$f":"IF(Y98<0,Y98,\"\")","v":""},null,null,null,null,null,{"$f":"IF(AE98>0,AE98,\"\")","v":0.33380276729409497},null,null,null,{"$f":"IF(AI98<0,AI98,\"\")","v":""},null,null,null,null,null,{"$f":"IF(AO98>0,AO98,\"\")","v":0.31911526823373809},null,null,null,{"$f":"IF(AS98<0,AS98,\"\")","v":-0.1262981658027075},null,null,null,null,null,{"$f":"IF(AY98>0,AY98,\"\")","v":""},null,null,null,{"$f":"IF(BC98<0,BC98,\"\")","v":-0.45657543003818624},null,null,null,null,null,{"$f":"IF(BI98>0,BI98,\"\")","v":""}]
[]
[null,null,null,null,null,null,null,null,null,null,null,null,null,null,null,null,{"$f":"-M108","v":-25.067929811580679},null,null,null,null,null,null,null,null,null,{"$f":"-W108","v":-24.871978284926264},null,null,null,null,null,null,null,null,null,{"$f":"-AG108","v":-21.693194645902267},null,null,null,null,null,null,null,null,null,{"$f":"-AQ108","v":-19.027846808179561},null,null,null,null,null,null,null,null,null,{"$f":"-BA108","v":-21.596858442684471}]
[null,null,null,null,null,null,null,null,null,null,null,null,null,null,null,null,null,null,null,null,null,null,null,null,null,null,null,null,null,null,null,null,null,null,null,null,null,null,null,null,null,null,null,null,null,null,null,null,null,null,null,null,null,null,null,null,null,null,null,null,null,null,null,null,null,null,null,{"$f":"-BK108","v":-15.357022962313611}]
[]
[null,null,null,null,null,null,null,null,null,"x=",{"$f":"+M114","v":1.493207018841932},null,"m",null,null,null,null,null,null,"x=",{"$f":"+W114","v":2.5128021715073738},null,"m",null,null,null,null,null,null,"x=",{"$f":"+AG114","v":2.330680535409773},null,"m",null,null,null,null,null,null,"x=",{"$f":"+AQ114","v":1.9672153191820441},null,"m",null,null,null,null,null,null,"x=",{"$f":"+BA114","v":1.9903141557315531},null,"m",null,null,null,null,null,null,null,null,null,null,null,"x=",{"$f":"+BK34-BK114","v":1.5357022962313609},null,"m"]
[]
[]
[]
[]
[]
[null,null,null,null,null,null,null,null,null,null,null,null,null,null,{"$f":"IF(O10<0,(O10+O10/2)/$BR$25,\"\")","v":-0.1350142044419281},null,null,null,null,null,{"$f":"IF(O10>0,(O10+O10/2)/$BR$25,\"\")","v":""},null,null,null,{"$f":"IF(Y12<0,(Y12+Y12/2)/$BR$25,\"\")","v":""},null,null,null,null,null,{"$f":"IF(Y12>0,(Y12+Y12/2)/$BR$25,\"\")","v":0.33380276729409497},null,null,null,{"$f":"IF(AI12<0,(AI12+AI12/2)/$BR$25,\"\")","v":""},null,null,null,null,null,{"$f":"IF(AI12>0,(AI12+AI12/2)/$BR$25,\"\")","v":0.31911526823373809},null,null,null,{"$f":"IF(AS12<0,(AS12+AS12/2)/$BR$25,\"\")","v":-0.1262981658027075},null,null,null,null,null,{"$f":"IF(AS12>0,(AS12+AS12/2)/$BR$25,\"\")","v":""},null,null,null,{"$f":"IF(BC12<0,(BC12+BC12/2)/$BR$25,\"\")","v":-0.45657543003818624},null,null,null,null,null,{"$f":"IF(BC12>0,(BC12+BC12/2)/$BR$25,\"\")","v":""}]
[]
[null,null,"kiriş faydalı yükseklik \nd = h - d'     (m)",null,null,null,null,null,{"$f":"P44-Y3","v":0.56999999999999995},null,null,null,null,null,null,null,null,null,{"$f":"Z44-Y3","v":0.56999999999999995},null,null,null,null,null,null,null,null,null,{"$f":"AJ44-Y3","v":0.66999999999999993},null,null,null,null,null,null,null,null,null,{"$f":"AT44-Y3","v":0.66999999999999993},null,null,null,null,null,null,null,null,null,{"$f":"BD44-Y3","v":0.66999999999999993},null,null,null,null,null,null,null,null,null,{"$f":"BN44-Y3","v":0.66999999999999993}]
[]
[]
[]
[null,null,null,null,null,null,null,null,"yayılı yük =",null,null,null,{"$f":"+M19","v":10},null,"KN/m",null,null,null,"yayılı yük =",null,null,null,{"$f":"+W19","v":10},null,"KN/m",null,null,null,"yayılı yük =",null,null,null,{"$f":"+AG19","v":10},null,"KN/m",null,null,null,"yayılı yük =",null,null,null,{"$f":"+AQ19","v":10},null,"KN/m",null,null,null,"yayılı yük =",null,null,null,{"$f":"+BA19","v":10},null,"KN/m",null,null,null,"yayılı yük =",null,null,null,{"$f":"+BK19","v":10},null,"KN/m"]
[null,null,null,null,null,null,null,null,"sol moment=",null,null,null,0,null,"KNm",null,null,null,"sol moment=",null,null,null,{"$f":"+T31","v":20.901785186630974},null,"KNm",null,null,null,"sol moment=",null,null,null,{"$f":"+AD31","v":18.703930363889839},null,"KNm",null,null,null,"sol moment=",null,null,null,{"$f":"+AN31","v":13.584101685359256},null,"KNm",null,null,null,"sol moment=",null,null,null,{"$f":"+AX31","v":12.926760273426792},null,"KNm",null,null,null,"sol moment=",null,null,null,{"$f":"+BH31","v":18.571908150745557},null,"KNm"]
[null,null,null,null,null,null,null,null,"sağ moment=",null,null,null,{"$f":"-P31","v":20.271719246322718},null,"KNm",null,null,null,"sağ moment=",null,null,null,{"$f":"-Z31","v":20.261676611262285},null,"KNm",null,null,null,"sağ moment=",null,null,null,{"$f":"-AJ31","v":15.073306270450036},null,"KNm",null,null,null,"sağ moment=",null,null,null,{"$f":"-AT31","v":12.337368833014157},null,"KNm",null,null,null,"sağ moment=",null,null,null,{"$f":"-BD31","v":16.441222810567361},null,"KNm",null,null,null,"sağ moment=",null,null,null,0,null,"KNm"]
[null,null,null,null,null,null,null,null,null,null,null,"A=",{"$f":"(M104*M109*M109/2+M105-M106)/M109","v":14.932070188419321},null,"KN",null,null,null,null,null,null,"A=",{"$f":"(W104*W109*W109/2+W105-W106)/W109","v":25.128021715073736},null,"KN",null,null,null,null,null,null,"A=",{"$f":"(AG104*AG109*AG109/2+AG105-AG106)/AG109","v":23.306805354097733},null,"KN",null,null,null,null,null,null,"A=",{"$f":"(AQ104*AQ109*AQ109/2+AQ105-AQ106)/AQ109","v":19.672153191820442},null,"KN",null,null,null,null,null,null,"A=",{"$f":"(BA104*BA109*BA109/2+BA105-BA106)/BA109","v":19.903141557315529},null,"KN",null,null,null,null,null,null,"A=",{"$f":"(BK104*BK109*BK109/2+BK105-BK106)/BK109","v":24.642977037686389},null,"KN"]
[null,null,null,null,null,null,null,null,null,null,null,"B=",{"$f":"M104*M109-M107","v":25.067929811580679},null,"KN",null,null,null,null,null,null,"B=",{"$f":"W104*W109-W107","v":24.871978284926264},null,"KN",null,null,null,null,null,null,"B=",{"$f":"AG104*AG109-AG107","v":21.693194645902267},null,"KN",null,null,null,null,null,null,"B=",{"$f":"AQ104*AQ109-AQ107","v":19.027846808179561},null,"KN",null,null,null,null,null,null,"B=",{"$f":"BA104*BA109-BA107","v":21.596858442684471},null,"KN",null,null,null,null,null,null,"B=",{"$f":"BK104*BK109-BK107","v":15.357022962313611},null,"KN"]
[null,null,null,null,null,null,null,null,null,null,null,"L=",{"$f":"+M34","v":4},null,"m",null,null,null,null,null,null,"L=",{"$f":"+W34","v":5},null,"m",null,null,null,null,null,null,"L=",{"$f":"+AG34","v":4.5},null,"m",null,null,null,null,null,null,"L=",{"$f":"+AQ34","v":3.87},null,"m",null,null,null,null,null,null,"L=",{"$f":"+BA34","v":4.1500000000000004},null,"m",null,null,null,null,null,null,"L=",{"$f":"+BK34","v":4},null,"m"]
[null,null,null,null,null,null,null,null,"sol mes.gen=",null,null,null,{"$f":"+H36","v":0.25},null,"m",null,null,null,"sol mes.gen=",null,null,null,{"$f":"+R36","v":0.5},null,"m",null,null,null,"sol mes.gen=",null,null,null,{"$f":"+AB36","v":0.5},null,"m",null,null,null,"sol mes.gen=",null,null,null,{"$f":"+AL36","v":0.5},null,"m",null,null,null,"sol mes.gen=",null,null,null,{"$f":"+AV36","v":0.5},null,"m",null,null,null,"sol mes.gen=",null,null,null,{"$f":"+BF36","v":0.5},null,"m"]
[null,null,null,null,null,null,null,null,"sağ mes.gen=",null,null,null,{"$f":"+R36","v":0.5},null,"m",null,null,null,"sağ mes.gen=",null,null,null,{"$f":"+AB36","v":0.5},null,"m",null,null,null,"sağ mes.gen=",null,null,null,{"$f":"+AL36","v":0.5},null,"m",null,null,null,"sağ mes.gen=",null,null,null,{"$f":"+AV36","v":0.5},null,"m",null,null,null,"sağ mes.gen=",null,null,null,{"$f":"+BF36","v":0.5},null,"m",null,null,null,"sağ mes.gen=",null,null,null,{"$f":"+BP36","v":0.25},null,"m"]
[null,null,null,null,null,null,null,null,null,null,null,"d=",{"$f":"+I100","v":0.56999999999999995},null,"m",null,null,null,null,null,null,"d=",{"$f":"+S100","v":0.56999999999999995},null,"m",null,null,null,null,null,null,"d=",{"$f":"+AC100","v":0.66999999999999993},null,"m",null,null,null,null,null,null,"d=",{"$f":"+AM100","v":0.66999999999999993},null,"m",null,null,null,null,null,null,"d=",{"$f":"+AW100","v":0.66999999999999993},null,"m",null,null,null,null,null,null,"d=",{"$f":"+BG100","v":0.66999999999999993},null,"m"]
[null,null,null,null,null,null,null,null,null,null,null,"h=",{"$f":"+P44","v":0.6},null,"m",null,null,null,null,null,null,"h=",{"$f":"+Z44","v":0.6},null,"m",null,null,null,null,null,null,"h=",{"$f":"+AJ44","v":0.7},null,"m",null,null,null,null,null,null,"h=",{"$f":"+AT44","v":0.7},null,"m",null,null,null,null,null,null,"h=",{"$f":"+BD44","v":0.7},null,"m",null,null,null,null,null,null,"h=",{"$f":"+BN44","v":0.7},null,"m"]
[null,null,null,null,null,null,null,null,null,null,null,"x=",{"$f":"((M107*M109)/(M107+M108))","v":1.493207018841932},null,"m",null,null,null,null,null,null,"x=",{"$f":"((W107*W109)/(W107+W108))","v":2.5128021715073738},null,"m",null,null,null,null,null,null,"x=",{"$f":"((AG107*AG109)/(AG107+AG108))","v":2.330680535409773},null,"m",null,null,null,null,null,null,"x=",{"$f":"((AQ107*AQ109)/(AQ107+AQ108))","v":1.9672153191820441},null,"m",null,null,null,null,null,null,"x=",{"$f":"((BA107*BA109)/(BA107+BA108))","v":1.9903141557315531},null,"m",null,null,null,null,null,null,"x=",{"$f":"((BK107*BK109)/(BK107+BK108))","v":2.4642977037686391},null,"m"]
[null,null,null,null,null,null,null,null,null,null,"Maç=",null,{"$f":"((((M105-M106)/M109+M104*M109*0.5)^2/(2*M104))-M105)","v":11.14833600559405},null,"KNm",null,null,null,null,null,"Maç=",null,{"$f":"((((W105-W106)/W109+W104*W109*0.5)^2/(2*W104))-W105)","v":10.669088579029896},null,"KNm",null,null,null,null,null,"Maç=",null,{"$f":"((((AG105-AG106)/AG109+AG104*AG109*0.5)^2/(2*AG104))-AG105)","v":8.4564284268001018},null,"KNm",null,null,null,null,null,"Maç=",null,{"$f":"((((AQ105-AQ106)/AQ109+AQ104*AQ109*0.5)^2/(2*AQ104))-AQ105)","v":5.7655788747633014},null,"KNm",null,null,null,null,null,"Maç=",null,{"$f":"((((BA105-BA106)/BA109+BA104*BA109*0.5)^2/(2*BA104))-BA105)","v":6.8799919191002221},null,"KNm",null,null,null,null,null,"Maç=",null,{"$f":"((((BK105-BK106)/BK109+BK104*BK109*0.5)^2/(2*BK104))-BK105)","v":11.791907713251376},null,"KNm"]
[null,null,null,null,null,null,null,null,"sol mesnet yüzü kesme kuv. =",null,null,null,{"$f":"(M107-M104*M110/2)","v":13.682070188419321},null,"KN",null,null,null,"sol mesnet yüzü kesme kuv. =",null,null,null,{"$f":"(W107-W104*W110/2)","v":22.628021715073736},null,"KN",null,null,null,"sol mesnet yüzü kesme kuv. =",null,null,null,{"$f":"(AG107-AG104*AG110/2)","v":20.806805354097733},null,"KN",null,null,null,"sol mesnet yüzü kesme kuv. =",null,null,null,{"$f":"(AQ107-AQ104*AQ110/2)","v":17.172153191820442},null,"KN",null,null,null,"sol mesnet yüzü kesme kuv. =",null,null,null,{"$f":"(BA107-BA104*BA110/2)","v":17.403141557315529},null,"KN",null,null,null,"sol mesnet yüzü kesme kuv. =",null,null,null,{"$f":"(BK107-BK104*BK110/2)","v":22.142977037686389},null,"KN"]
[null,null,null,null,null,null,null,null,"sol mesnet yüzünden d mesafede kesme kuv. =",null,null,null,{"$f":"(M107-(M104*(M112+M110/2)))","v":7.9820701884193213},null,"KN",null,null,null,"sol mesnet yüzünden d mesafede kesme kuv. =",null,null,null,{"$f":"(W107-(W104*(W112+W110/2)))","v":16.928021715073736},null,"KN",null,null,null,"sol mesnet yüzünden d mesafede kesme kuv. =",null,null,null,{"$f":"(AG107-(AG104*(AG112+AG110/2)))","v":14.106805354097734},null,"KN",null,null,null,"sol mesnet yüzünden d mesafede kesme kuv. =",null,null,null,{"$f":"(AQ107-(AQ104*(AQ112+AQ110/2)))","v":10.472153191820443},null,"KN",null,null,null,"sol mesnet yüzünden d mesafede kesme kuv. =",null,null,null,{"$f":"(BA107-(BA104*(BA112+BA110/2)))","v":10.703141557315529},null,"KN",null,null,null,"sol mesnet yüzünden d mesafede kesme kuv. =",null,null,null,{"$f":"(BK107-(BK104*(BK112+BK110/2)))","v":15.44297703768639},null,"KN"]
[null,null,null,null,null,null,null,null,"sol mesnet yüzünden 2*h mesafede kesme kuv. =",null,null,null,{"$f":"(M107-(M104*(2*M113+M110/2)))","v":1.6820701884193205},null,"KN",null,null,null,"sol mesnet yüzünden 2*h mesafede kesme kuv. =",null,null,null,{"$f":"(W107-(W104*(2*W113+W110/2)))","v":10.628021715073736},null,"KN",null,null,null,"sol mesnet yüzünden 2*h mesafede kesme kuv. =",null,null,null,{"$f":"(AG107-(AG104*(2*AG113+AG110/2)))","v":6.8068053540977331},null,"KN",null,null,null,"sol mesnet yüzünden 2*h mesafede kesme kuv. =",null,null,null,{"$f":"(AQ107-(AQ104*(2*AQ113+AQ110/2)))","v":3.172153191820442},null,"KN",null,null,null,"sol mesnet yüzünden 2*h mesafede kesme kuv. =",null,null,null,{"$f":"(BA107-(BA104*(2*BA113+BA110/2)))","v":3.4031415573155286},null,"KN",null,null,null,"sol mesnet yüzünden 2*h mesafede kesme kuv. =",null,null,null,{"$f":"(BK107-(BK104*(2*BK113+BK110/2)))","v":8.1429770376863893},null,"KN"]
[null,null,null,null,null,null,null,null,"sol mesnet yüzü moment =",null,null,null,{"$f":"M105-((M107+M116)/2*M110/2)","v":-1.7883837735524151},null,"KNm",null,null,null,"sol mesnet yüzü moment =",null,null,null,{"$f":"W105-((W107+W116)/2*W110/2)","v":14.93227975786254},null,"KNm",null,null,null,"sol mesnet yüzü moment =",null,null,null,{"$f":"AG105-((AG107+AG116)/2*AG110/2)","v":13.189729025365406},null,"KNm",null,null,null,"sol mesnet yüzü moment =",null,null,null,{"$f":"AQ105-((AQ107+AQ116)/2*AQ110/2)","v":8.9785633874041455},null,"KNm",null,null,null,"sol mesnet yüzü moment =",null,null,null,{"$f":"BA105-((BA107+BA116)/2*BA110/2)","v":8.26347488409791},null,"KNm",null,null,null,"sol mesnet yüzü moment =",null,null,null,{"$f":"BK105-((BK107+BK116)/2*BK110/2)","v":12.723663891323959},null,"KNm"]
[null,null,null,null,null,null,null,null,"sağ mesnet yüzü kesme kuv. =",null,null,null,{"$f":"(M108-M104*M111/2)","v":22.567929811580679},null,"KN",null,null,null,"sağ mesnet yüzü kesme kuv. =",null,null,null,{"$f":"(W108-W104*W111/2)","v":22.371978284926264},null,"KN",null,null,null,"sağ mesnet yüzü kesme kuv. =",null,null,null,{"$f":"(AG108-AG104*AG111/2)","v":19.193194645902267},null,"KN",null,null,null,"sağ mesnet yüzü kesme kuv. =",null,null,null,{"$f":"(AQ108-AQ104*AQ111/2)","v":16.527846808179561},null,"KN",null,null,null,"sağ mesnet yüzü kesme kuv. =",null,null,null,{"$f":"(BA108-BA104*BA111/2)","v":19.096858442684471},null,"KN",null,null,null,"sağ mesnet yüzü kesme kuv. =",null,null,null,{"$f":"(BK108-BK104*BK111/2)","v":14.107022962313611},null,"KN"]
[null,null,null,null,null,null,null,null,"sağ mesnet yüzünden d mesafede kesme kuv. =",null,null,null,{"$f":"(M108-(M104*(M112+M111/2)))","v":16.86792981158068},null,"KN",null,null,null,"sağ mesnet yüzünden d mesafede kesme kuv. =",null,null,null,{"$f":"(W108-(W104*(W112+W111/2)))","v":16.671978284926265},null,"KN",null,null,null,"sağ mesnet yüzünden d mesafede kesme kuv. =",null,null,null,{"$f":"(AG108-(AG104*(AG112+AG111/2)))","v":12.493194645902268},null,"KN",null,null,null,"sağ mesnet yüzünden d mesafede kesme kuv. =",null,null,null,{"$f":"(AQ108-(AQ104*(AQ112+AQ111/2)))","v":9.8278468081795616},null,"KN",null,null,null,"sağ mesnet yüzünden d mesafede kesme kuv. =",null,null,null,{"$f":"(BA108-(BA104*(BA112+BA111/2)))","v":12.396858442684472},null,"KN",null,null,null,"sağ mesnet yüzünden d mesafede kesme kuv. =",null,null,null,{"$f":"(BK108-(BK104*(BK112+BK111/2)))","v":7.4070229623136115},null,"KN"]
[null,null,null,null,null,null,null,null,"sağ mesnet yüzünden 2*h mesafede kesme kuv. =",null,null,null,{"$f":"(M108-(M104*(2*M113+M111/2)))","v":10.567929811580679},null,"KN",null,null,null,"sağ mesnet yüzünden 2*h mesafede kesme kuv. =",null,null,null,{"$f":"(W108-(W104*(2*W113+W111/2)))","v":10.371978284926264},null,"KN",null,null,null,"sağ mesnet yüzünden 2*h mesafede kesme kuv. =",null,null,null,{"$f":"(AG108-(AG104*(2*AG113+AG111/2)))","v":5.1931946459022669},null,"KN",null,null,null,"sağ mesnet yüzünden 2*h mesafede kesme kuv. =",null,null,null,{"$f":"(AQ108-(AQ104*(2*AQ113+AQ111/2)))","v":2.5278468081795609},null,"KN",null,null,null,"sağ mesnet yüzünden 2*h mesafede kesme kuv. =",null,null,null,{"$f":"(BA108-(BA104*(2*BA113+BA111/2)))","v":5.0968584426844714},null,"KN",null,null,null,"sağ mesnet yüzünden 2*h mesafede kesme kuv. =",null,null,null,{"$f":"(BK108-(BK104*(2*BK113+BK111/2)))","v":0.10702296231361075},null,"KN"]
[null,null,null,null,null,null,null,null,"sağ mesnet yüzü moment =",null,null,null,{"$f":"M106-((M108+M120)/2*M111/2)","v":14.317236793427547},null,"KNm",null,null,null,"sağ mesnet yüzü moment =",null,null,null,{"$f":"W106-((W108+W120)/2*W111/2)","v":14.356182040030719},null,"KNm",null,null,null,"sağ mesnet yüzü moment =",null,null,null,{"$f":"AG106-((AG108+AG120)/2*AG111/2)","v":9.9625076089744695},null,"KNm",null,null,null,"sağ mesnet yüzü moment =",null,null,null,{"$f":"AQ106-((AQ108+AQ120)/2*AQ111/2)","v":7.8929071309692667},null,"KNm",null,null,null,"sağ mesnet yüzü moment =",null,null,null,{"$f":"BA106-((BA108+BA120)/2*BA111/2)","v":11.354508199896243},null,"KNm",null,null,null,"sağ mesnet yüzü moment =",null,null,null,{"$f":"BK106-((BK108+BK120)/2*BK111/2)","v":-1.8415028702892013},null,"KNm"]
[null,null,"kiriş kolon yüzünden d mesafede kesme kuvveti (KN)",null,null,null,null,null,"---",null,null,null,null,null,{"$f":"+M121","v":16.86792981158068},null,null,null,{"$f":"+W117","v":16.928021715073736},null,null,null,null,null,{"$f":"+W121","v":16.671978284926265},null,null,null,{"$f":"+AG117","v":14.106805354097734},null,null,null,null,null,{"$f":"+AG121","v":12.493194645902268},null,null,null,{"$f":"+AQ117","v":10.472153191820443},null,null,null,null,null,{"$f":"+AQ121","v":9.8278468081795616},null,null,null,{"$f":"+BA117","v":10.703141557315529},null,null,null,null,null,{"$f":"+BA121","v":12.396858442684472},null,null,null,{"$f":"+BK117","v":15.44297703768639},null,null,null,null,null,"---"]
[]
[]
[]
[]
[null,null,"kiriş kolon yüzünden 2*h mesafede kesme kuvveti (KN)",null,null,null,null,null,{"$f":"+M118","v":1.6820701884193205},null,null,null,null,null,{"$f":"+M122","v":10.567929811580679},null,null,null,{"$f":"+W118","v":10.628021715073736},null,null,null,null,null,{"$f":"+W122","v":10.371978284926264},null,null,null,{"$f":"+AG118","v":6.8068053540977331},null,null,null,null,null,{"$f":"+AG122","v":5.1931946459022669},null,null,null,{"$f":"+AQ118","v":3.172153191820442},null,null,null,null,null,{"$f":"+AQ122","v":2.5278468081795609},null,null,null,{"$f":"+BA118","v":3.4031415573155286},null,null,null,null,null,{"$f":"+BA122","v":5.0968584426844714},null,null,null,{"$f":"+BK118","v":8.1429770376863893},null,null,null,null,null,{"$f":"+BK122","v":0.10702296231361075}]
[]
[]
[]
[]
[null,null,"kiriş kolon yüzü kesme kuvveti (KN)",null,null,null,null,null,{"$f":"+M116","v":13.682070188419321},null,null,null,null,null,{"$f":"+M120","v":22.567929811580679},null,null,null,{"$f":"+W116","v":22.628021715073736},null,null,null,null,null,{"$f":"+W120","v":22.371978284926264},null,null,null,{"$f":"+AG116","v":20.806805354097733},null,null,null,null,null,{"$f":"+AG120","v":19.193194645902267},null,null,null,{"$f":"+AQ116","v":17.172153191820442},null,null,null,null,null,{"$f":"+AQ120","v":16.527846808179561},null,null,null,{"$f":"+BA116","v":17.403141557315529},null,null,null,null,null,{"$f":"+BA120","v":19.096858442684471},null,null,null,{"$f":"+BK116","v":22.142977037686389},null,null,null,null,null,{"$f":"+BK120","v":14.107022962313611}]
[]
[]
[null,null,"kiriş kolon yüzü moment (KNm)",null,null,null,null,null,{"$f":"+M119","v":-1.7883837735524151},null,null,null,null,null,{"$f":"+M123","v":14.317236793427547},null,null,null,{"$f":"+W119","v":14.93227975786254},null,null,null,null,null,{"$f":"+W123","v":14.356182040030719},null,null,null,{"$f":"+AG119","v":13.189729025365406},null,null,null,null,null,{"$f":"+AG123","v":9.9625076089744695},null,null,null,{"$f":"+AQ119","v":8.9785633874041455},null,null,null,null,null,{"$f":"+AQ123","v":7.8929071309692667},null,null,null,{"$f":"+BA119","v":8.26347488409791},null,null,null,null,null,{"$f":"+BA123","v":11.354508199896243},null,null,null,{"$f":"+BK119","v":12.723663891323959},null,null,null,null,null,{"$f":"+BK123","v":-1.8415028702892013}]

{"sheet":"7_aciklikli","index":5,"n_rows":137,"n_cols":86,"rows_kept":137,"cut":false,"hidden":false,"merged":[[1,1,1,82],[35,7,35,8],[35,77,35,78],[5,19,6,19],[5,29,6,29],[5,39,6,39],[5,49,6,49],[5,59,6,59],[5,69,6,69],[2,24,2,25],[3,17,3,18],[3,27,3,28],[3,37,3,38],[3,47,3,48],[3,57,3,58],[3,67,3,68],[9,14,9,15],[9,17,10,17],[9,19,9,20],[9,24,9,25],[9,27,10,27],[9,29,9,30],[10,14,10,15],[10,19,10,20],[10,24,10,25],[10,29,10,30],[9,34,9,35],[9,37,10,37],[9,39,9,40],[9,44,9,45],[9,47,10,47],[9,49,9,50],[10,34,10,35],[10,39,10,40],[10,44,10,45],[10,49,10,50],[9,54,9,55],[9,57,10,57],[9,59,9,60],[9,64,9,65],[9,67,10,67],[9,69,9,70],[10,54,10,55],[10,59,10,60],[10,64,10,65],[10,69,10,70],[11,14,11,15],[11,17,13,17],[11,19,11,20],[11,24,11,25],[11,27,13,27],[11,29,11,30],[12,14,12,15],[12,19,12,20],[12,24,12,25],[12,29,12,30],[11,34,11,35],[11,37,13,37],[11,39,11,40],[11,44,11,45],[11,47,13,47],[11,49,11,50],[12,34,12,35],[12,39,12,40],[12,44,12,45],[12,49,12,50],[11,54,11,55],[11,57,13,57],[11,59,11,60],[11,64,11,65],[11,67,13,67],[11,69,11,70],[12,54,12,55],[12,59,12,60],[12,64,12,65],[12,69,12,70],[13,79,15,79],[14,14,14,15],[14,17,15,17],[14,19,14,20],[14,24,14,25],[14,27,15,27],[14,29,14,30],[14,34,14,35],[14,37,15,37],[14,39,14,40],[13,44,13,45],[13,49,13,50],[13,54,13,55],[13,59,13,60],[13,64,13,65],[13,69,13,70],[13,14,13,15],[13,19,13,20],[13,24,13,25],[13,29,13,30],[13,34,13,35],[13,39,13,40],[14,69,14,70],[15,19,15,20],[16,17,18,17],[16,19,16,20],[16,24,16,25],[16,27,18,27],[16,29,16,30],[16,34,16,35],[14,64,14,65],[15,24,15,25],[15,29,15,30],[15,34,15,35],[15,39,15,40],[15,44,15,45],[15,49,15,50],[14,44,14,45],[14,47,15,47],[14,49,14,50],[14,67,15,67],[16,67,18,67],[18,12,18,13],[18,22,18,23],[18,32,18,33],[18,42,18,43],[18,52,18,53],[18,62,18,63],[18,72,18,73],[16,54,16,55],[16,57,18,57],[16,59,16,60],[16,64,16,65],[16,37,18,37],[16,39,16,40],[16,44,16,45],[16,47,18,47],[16,49,16,50],[14,54,14,55],[14,57,15,57],[14,59,14,60],[15,54,15,55],[15,59,15,60],[15,64,15,65],[20,45,20,46],[20,47,22,47],[19,56,19,57],[19,58,19,59],[19,62,19,63],[19,66,19,67],[19,68,19,69],[20,15,20,16],[20,17,22,17],[20,19,20,20],[20,25,20,26],[20,27,22,27],[19,36,19,37],[19,38,19,39],[19,42,19,43],[19,46,19,47],[19,48,19,49],[19,52,19,53],[19,16,19,17],[19,18,19,19],[19,22,19,23],[19,26,19,27],[19,28,19,29],[19,32,19,33],[20,69,20,70],[21,15,21,16],[21,19,21,20],[21,25,21,26],[21,29,21,30],[21,35,21,36],[21,39,21,40],[21,45,21,46],[21,49,21,50],[21,55,21,56],[20,49,20,50],[20,55,20,56],[20,57,22,57],[20,59,20,60],[20,65,20,66],[20,67,22,67],[21,59,21,60],[21,65,21,66],[22,59,22,60],[22,65,22,66],[20,29,20,30],[20,35,20,36],[20,37,22,37],[20,39,20,40],[21,69,21,70],[22,15,22,16],[22,19,22,20],[22,25,22,26],[22,29,22,30],[22,35,22,36],[22,39,22,40],[22,45,22,46],[22,49,22,50],[22,55,22,56],[22,69,22,70],[23,69,23,70],[24,15,24,16],[24,19,24,20],[24,25,24,26],[24,29,24,30],[24,35,24,36],[24,39,24,40],[24,45,24,46],[23,45,23,46],[23,47,24,47],[23,49,23,50],[23,55,23,56],[23,57,24,57],[23,59,23,60],[24,49,24,50],[24,55,24,56],[24,59,24,60],[24,69,24,70],[23,15,23,16],[23,17,24,17],[23,19,23,20],[23,25,23,26],[23,27,24,27],[23,29,23,30],[25,15,25,16],[25,17,27,17],[25,19,25,20],[25,25,25,26],[25,27,27,27],[25,29,25,30],[25,35,25,36],[23,65,23,66],[23,67,24,67],[25,49,25,50],[25,55,25,56],[26,39,26,40],[26,45,26,46],[26,49,26,50],[26,55,26,56],[24,65,24,66],[25,47,27,47],[27,49,27,50],[27,55,27,56],[27,59,27,60],[27,65,27,66],[23,35,23,36],[23,37,24,37],[23,39,23,40],[24,79,26,79],[26,59,26,60],[26,65,26,66],[26,69,26,70],[27,15,27,16],[27,19,27,20],[27,25,27,26],[27,29,27,30],[27,35,27,36],[27,39,27,40],[27,45,27,46],[25,57,27,57],[25,59,25,60],[25,65,25,66],[25,67,27,67],[25,69,25,70],[26,15,26,16],[26,19,26,20],[26,25,26,26],[26,29,26,30],[26,35,26,36],[25,37,27,37],[25,39,25,40],[25,45,25,46],[27,69,27,70],[28,15,28,16],[28,17,29,17],[28,19,28,20],[28,25,28,26],[28,27,29,27],[28,69,28,70],[29,15,29,16],[29,19,29,20],[29,25,29,26],[29,29,29,30],[29,35,29,36],[29,39,29,40],[29,45,29,46],[29,49,29,50],[29,55,29,56],[28,49,28,50],[28,55,28,56],[28,57,29,57],[28,59,28,60],[28,65,28,66],[28,67,29,67],[29,59,29,60],[29,65,29,66],[28,29,28,30],[28,35,28,36],[28,37,29,37],[28,39,28,40],[28,45,28,46],[28,47,29,47],[33,12,33,13],[33,22,33,23],[33,32,33,33],[33,42,33,43],[30,65,30,66],[29,69,29,70],[30,19,30,20],[30,25,30,26],[30,29,30,30],[30,35,30,36],[30,39,30,40],[30,45,30,46],[30,49,30,50],[30,55,30,56],[30,59,30,60],[37,69,38,69],[33,62,33,63],[33,72,33,73],[35,17,35,18],[35,27,35,28],[35,37,35,38],[35,47,35,48],[35,57,35,58],[35,67,35,68],[33,52,33,53],[40,42,40,43],[40,52,40,53],[40,62,40,63],[42,18,42,19],[42,28,42,29],[42,38,42,39],[42,48,42,49],[42,58,42,59],[37,19,38,19],[37,29,38,29],[37,39,38,39],[37,49,38,49],[37,59,38,59],[43,75,45,75],[47,72,47,73],[19,12,19,13],[19,72,19,73],[30,15,30,16],[30,69,30,70],[40,12,40,13],[42,8,42,9],[43,15,45,15],[47,12,47,13],[40,72,40,73],[42,68,42,69],[43,25,45,25],[43,35,45,35],[43,45,45,45],[43,55,45,55],[43,65,45,65],[47,22,47,23],[47,32,47,33],[47,42,47,43],[47,52,47,53],[47,62,47,63],[40,22,40,23],[40,32,40,33],[49,44,49,45],[49,50,49,51],[56,18,56,19],[56,26,56,27],[56,36,56,37],[56,46,56,47],[49,14,49,15],[49,20,49,21],[49,24,49,25],[49,30,49,31],[49,34,49,35],[49,40,49,41],[57,28,57,29],[57,38,57,39],[57,48,57,49],[58,16,58,17],[60,14,60,15],[60,20,60,21],[60,24,60,25],[60,30,60,31],[60,34,60,35],[60,40,60,41],[60,44,60,45],[60,50,60,51],[61,14,61,15],[61,20,61,21],[61,24,61,25],[61,30,61,31],[61,34,61,35],[61,40,61,41],[61,44,61,45],[61,50,61,51],[63,11,63,12],[65,22,65,23],[65,32,65,33],[65,42,65,43],[65,52,65,53],[72,14,72,15],[72,20,72,21],[72,24,72,25],[72,30,72,31],[72,34,72,35],[74,50,74,51],[82,7,82,8],[83,18,83,19],[83,28,83,29],[83,38,83,39],[83,48,83,49],[72,40,72,41],[72,44,72,45],[72,50,72,51],[74,14,74,15],[74,20,74,21],[74,24,74,25],[74,30,74,31],[74,34,74,35],[74,40,74,41],[74,44,74,45],[85,50,85,51],[86,14,86,15],[86,20,86,21],[86,24,86,25],[86,30,86,31],[86,34,86,35],[86,40,86,41],[86,44,86,45],[86,50,86,51],[85,14,85,15],[85,20,85,21],[85,24,85,25],[85,30,85,31],[85,34,85,35],[85,40,85,41],[88,16,88,17],[88,26,88,27],[88,36,88,37],[88,46,88,47],[91,10,91,11],[91,20,91,21],[91,30,91,31],[91,40,91,41],[85,44,85,45],[86,54,86,55],[86,60,86,61],[88,56,88,57],[61,54,61,55],[61,60,61,61],[65,62,65,63],[72,54,72,55],[72,60,72,61],[74,54,74,55],[74,60,74,61],[49,64,49,65],[49,70,49,71],[56,66,56,67],[58,68,58,69],[60,64,60,65],[60,70,60,71],[61,64,61,65],[83,58,83,59],[85,54,85,55],[85,60,85,61],[49,54,49,55],[49,60,49,61],[56,56,56,57],[57,58,57,59],[60,54,60,55],[60,60,60,61],[82,68,82,69],[85,64,85,65],[85,70,85,71],[86,64,86,65],[86,70,86,71],[88,66,88,67],[61,70,61,71],[63,73,63,74],[72,64,72,65],[72,70,72,71],[74,64,74,65],[74,70,74,71],[89,77,89,78],[91,75,91,76],[97,64,97,65],[97,70,97,71],[99,2,102,7],[99,8,102,17],[99,18,102,27],[99,28,102,37],[99,38,102,47],[99,48,102,57],[91,60,91,61],[97,54,97,55],[97,60,97,61],[91,50,91,51],[97,14,97,15],[97,20,97,21],[97,24,97,25],[97,30,97,31],[97,34,97,35],[97,40,97,41],[97,44,97,45],[97,50,97,51],[103,12,103,13],[103,22,103,23],[103,32,103,33],[103,42,103,43],[103,52,103,53],[104,12,104,13],[104,22,104,23],[104,32,104,33],[104,42,104,43],[104,52,104,53],[105,12,105,13],[105,22,105,23],[105,32,105,33],[105,42,105,43],[105,52,105,53],[106,12,106,13],[106,22,106,23],[106,32,106,33],[106,42,106,43],[106,52,106,53],[107,12,107,13],[107,22,107,23],[107,32,107,33],[107,42,107,43],[107,52,107,53],[108,12,108,13],[108,22,108,23],[108,32,108,33],[108,42,108,43],[108,52,108,53],[109,12,109,13],[109,22,109,23],[109,32,109,33],[109,42,109,43],[109,52,109,53],[110,12,110,13],[110,22,110,23],[110,32,110,33],[110,42,110,43],[110,52,110,53],[111,12,111,13],[111,22,111,23],[111,32,111,33],[111,42,111,43],[111,52,111,53],[112,12,112,13],[112,22,112,23],[112,32,112,33],[112,42,112,43],[112,52,112,53],[113,12,113,13],[113,22,113,23],[113,32,113,33],[113,42,113,43],[113,52,113,53],[114,12,114,13],[114,22,114,23],[114,32,114,33],[114,42,114,43],[114,52,114,53],[115,12,115,13],[115,22,115,23],[115,32,115,33],[115,42,115,43],[115,52,115,53],[116,12,116,13],[116,22,116,23],[116,32,116,33],[116,42,116,43],[116,52,116,53],[117,12,117,13],[117,22,117,23],[117,32,117,33],[117,42,117,43],[117,52,117,53],[118,12,118,13],[118,22,118,23],[118,32,118,33],[118,42,118,43],[118,52,118,53],[119,12,119,13],[119,22,119,23],[119,32,119,33],[119,42,119,43],[119,52,119,53],[120,12,120,13],[120,22,120,23],[120,32,120,33],[120,42,120,43],[120,52,120,53],[121,12,121,13],[121,22,121,23],[121,32,121,33],[121,42,121,43],[121,52,121,53],[122,12,122,13],[122,22,122,23],[122,32,122,33],[122,42,122,43],[122,52,122,53],[128,2,132,7],[128,8,132,11],[128,12,132,13],[128,14,132,17],[128,18,132,21],[128,22,132,23],[123,24,127,27],[123,28,127,31],[123,32,127,33],[123,2,127,7],[123,8,127,11],[123,12,127,13],[123,14,127,17],[123,18,127,21],[123,22,127,23],[128,24,132,27],[128,28,132,31],[128,32,132,33],[128,34,132,37],[128,38,132,41],[128,42,132,43],[123,44,127,47],[123,48,127,51],[123,52,127,53],[123,34,127,37],[123,38,127,41],[123,42,127,43],[136,2,138,7],[136,8,138,11],[136,12,138,13],[136,14,138,17],[136,18,138,21],[136,22,138,23],[133,24,135,27],[133,28,135,31],[133,32,135,33],[133,2,135,7],[133,8,135,11],[133,12,135,13],[133,14,135,17],[133,18,135,21],[133,22,135,23],[136,24,138,27],[136,28,138,31],[136,32,138,33],[136,34,138,37],[136,38,138,41],[136,42,138,43],[133,44,135,47],[133,48,135,51],[133,52,135,53],[133,34,135,37],[133,38,135,41],[133,42,135,43],[136,44,138,47],[136,48,138,51],[136,52,138,53],[136,54,138,57],[99,58,102,67],[103,62,103,63],[104,62,104,63],[105,62,105,63],[106,62,106,63],[107,62,107,63],[133,54,135,57],[128,44,132,47],[128,48,132,51],[128,52,132,53],[128,54,132,57],[123,54,127,57],[116,62,116,63],[117,62,117,63],[118,62,118,63],[119,62,119,63],[108,62,108,63],[109,62,109,63],[110,62,110,63],[111,62,111,63],[112,62,112,63],[113,62,113,63],[136,58,138,61],[136,62,138,63],[136,64,138,67],[99,68,102,77],[103,72,103,73],[104,72,104,73],[105,72,105,73],[106,72,106,73],[107,72,107,73],[108,72,108,73],[114,62,114,63],[115,62,115,63],[115,72,115,73],[116,72,116,73],[117,72,117,73],[118,72,118,73],[119,72,119,73],[120,72,120,73],[109,72,109,73],[110,72,110,73],[111,72,111,73],[112,72,112,73],[113,72,113,73],[114,72,114,73],[133,68,135,71],[128,58,132,61],[128,62,132,63],[128,64,132,67],[133,58,135,61],[133,62,135,63],[133,64,135,67],[120,62,120,63],[121,62,121,63],[122,62,122,63],[123,58,127,61],[123,62,127,63],[123,64,127,67],[133,72,135,73],[133,74,135,77],[136,68,138,71],[136,72,138,73],[136,74,138,77],[121,72,121,73],[122,72,122,73],[123,68,127,71],[123,72,127,73],[123,74,127,77],[128,68,132,71],[128,72,132,73],[128,74,132,77]]}
[]
[null,"SABİT MESNETLİ ÇERÇEVE CROSS ( 7 açıklıklı )\n(inş.müh. Gürcan BERBEROĞLU tel:0532 366 02 04   www.betoncelik.com )                                                                                                                                                                     "]
[null,null,null,null,null,null,null,null,null,null,null,null,null,null,null,null,null,null,null,"pas payı  d ' =",null,null,null,null,0.03,null,"m",null,null,null,null,null,"dikkat sadece sarı hücrelere rakam giriniz."]
[null,null,null,null,null,null,null,null,null,null,null,null,null,null,null,null,null,0.5,null,"m",null,null,null,null,null,null,null,0.5,null,"m",null,null,null,null,null,null,null,0.5,null,"m",null,null,null,null,null,null,null,0.5,null,"m",null,null,null,null,null,null,null,0.5,null,"m",null,null,null,null,null,null,null,0.5,null,"m",null,null,null,null,null,null,null,null,null,null,null,null,null,null,null,"Not : baş ve sonda kirişe oturan mesnet durumunda kirişin kolon yüzü kesme kuvveti dikkate alınır."]
[null,null,null,null,null,null,null,null,null,null,null,null,null,null,null,null,null,null,null,"m",null,null,null,null,null,null,null,null,null,"m",null,null,null,null,null,null,null,null,null,"m",null,null,null,null,null,null,null,null,null,"m",null,null,null,null,null,null,null,null,null,"m",null,null,null,null,null,null,null,null,null,"m"]
[null,null,null,null,null,null,null,null,null,null,null,null,null,null,null,null,null,null,null,0.6,null,null,null,null,null,null,null,null,null,0.6,null,null,null,null,null,null,null,null,null,0.6,null,null,null,null,null,null,null,null,null,0.6,null,null,null,null,null,null,null,null,null,0.6,null,null,null,null,null,null,null,null,null,0.6]
[]
[]
[]
[null,null,null,null,null,null,null,null,null,null,null,null,null,null,{"$f":"SUM(O11:P15)","v":-1.6704476341849928},null,null,"dm4",null,null,null,null,null,null,null,null,null,"dm4",null,null,null,null,null,null,null,null,null,"dm4",null,null,null,null,null,null,null,null,null,"dm4",null,null,null,null,null,null,null,null,null,"dm4",null,null,null,null,null,null,null,null,null,"dm4",null,{"$f":"SUM(BR11:BS15)","v":4.7193446701450688}]
[null,null,null,null,null,null,null,null,null,null,null,null,null,null,{"$f":"-T29*R21","v":2.6484455283344163E-5}]
[null,null,null,null,null,null,null,null,null,null,null,null,null,null,{"$f":"-T27*R21","v":5.4712195576491331E-4},null,null,{"$f":"T6*R4^3/12*10000","v":62.499999999999993},null,{"$f":"SUM(T13:U17)","v":-1.6704476341849928},null,null,null,null,{"$f":"SUM(Y13:Z17)","v":-1.1585929990357566},null,null,{"$f":"AD6*AB4^3/12*10000","v":62.499999999999993},null,{"$f":"SUM(AD13:AE17)","v":-1.1585929990357566},null,null,null,null,{"$f":"SUM(AI13:AJ17)","v":3.9696790975474885},null,null,{"$f":"AN6*AL4^3/12*10000","v":62.499999999999993},null,{"$f":"SUM(AN13:AO17)","v":3.9696790975474885},null,null,null,null,{"$f":"SUM(AS13:AT17)","v":-1.2062276260164904},null,null,{"$f":"AX6*AV4^3/12*10000","v":62.499999999999993},null,{"$f":"SUM(AX13:AY17)","v":-1.2062276260164904},null,null,null,null,{"$f":"SUM(BC13:BD17)","v":-4.5222744809726541},null,null,{"$f":"BH6*BF4^3/12*10000","v":62.499999999999993},null,{"$f":"SUM(BH13:BI17)","v":-4.5222744809726541},null,null,null,null,{"$f":"SUM(BM13:BN17)","v":4.7193446701450688},null,null,{"$f":"BR6*BP4^3/12*10000","v":62.499999999999993},null,{"$f":"-BN28*BP17","v":3.2251101379285896E-6}]
[null,null,null,null,null,null,null,null,null,null,null,null,null,null,{"$f":"-T25*R21","v":1.2338049632585469E-2},null,null,null,null,{"$f":"-T29*R17","v":2.6484455283344163E-5},null,null,null,null,null,null,null,null,null,null,null,null,null,null,{"$f":"-(AJ29+AN29)*AL21","v":3.9564953492178844E-5},null,null,null,null,{"$f":"-(AJ29+AN29)*AL17","v":3.9564953492178844E-5},null,null,null,null,null,null,null,null,null,null,null,null,null,null,{"$f":"-(BD29+BH29)*BF21","v":1.6370443290153951E-5},null,null,null,null,{"$f":"-(BD29+BH29)*BF17","v":1.6370443290153951E-5},null,null,null,null,null,null,null,null,null,{"$f":"-BN26*BP17","v":1.0951243305068652E-3},null,null,null,null,null,null,null,null,null,"m"]
[null,null,null,null,null,null,null,null,null,null,null,null,null,null,{"$f":"-T23*R21","v":0.17253676388105391},null,null,null,null,{"$f":"-T27*R17","v":5.4712195576491331E-4},null,null,null,null,{"$f":"-(Z28+AD28)*AB21","v":-1.6546220500028772E-4},null,null,null,null,{"$f":"-(Z28+AD28)*AB17","v":-1.6546220500028772E-4},null,null,null,null,{"$f":"-(AJ27+AN27)*AL21","v":5.542591484647356E-4},null,null,null,null,{"$f":"-(AJ27+AN27)*AL17","v":5.542591484647356E-4},null,null,null,null,{"$f":"-(AT28+AX28)*AV21","v":-1.0012985254783062E-4},null,null,null,null,{"$f":"-(AT28+AX28)*AV17","v":-1.0012985254783062E-4},null,null,null,null,{"$f":"-(BD27+BH27)*BF21","v":-2.2686303117265882E-5},null,null,null,null,{"$f":"-(BD27+BH27)*BF17","v":-2.2686303117265882E-5},null,null,null,null,{"$f":"-BN28*BP21","v":3.2251101379285896E-6},null,null,null,null,{"$f":"-BN24*BP17","v":6.2283592250171195E-2},null,null,null,null,null,null,null,null,null,3.8]
[null,null,null,null,null,null,null,null,null,null,null,null,null,null,{"$f":"-(P21+T21)*R21","v":-1.8558960541096805},null,null,"I =",null,{"$f":"-T25*R17","v":1.2338049632585469E-2},null,null,null,null,{"$f":"-(Z26+AD26)*AB21","v":-3.4181562065905384E-3},null,null,"I =",null,{"$f":"-(Z26+AD26)*AB17","v":-3.4181562065905384E-3},null,null,null,null,{"$f":"-(AJ25+AN25)*AL21","v":1.0069374433355986E-2},null,null,"I =",null,{"$f":"-(AJ25+AN25)*AL17","v":1.0069374433355986E-2},null,null,null,null,{"$f":"-(AT26+AX26)*AV21","v":-7.609067629064162E-4},null,null,"I =",null,{"$f":"-(AT26+AX26)*AV17","v":-7.609067629064162E-4},null,null,null,null,{"$f":"-(BD25+BH25)*BF21","v":-7.7034028143077686E-3},null,null,"I =",null,{"$f":"-(BD25+BH25)*BF17","v":-7.7034028143077686E-3},null,null,null,null,{"$f":"-BN26*BP21","v":1.0951243305068652E-3},null,null,"I =",null,{"$f":"-(BN21+BR21+BN22)*BP17","v":4.6559627284542531}]
[null,null,null,null,null,null,null,null,null,null,null,null,null,null,null,null,null,null,null,{"$f":"-T23*R17","v":0.17253676388105391},null,null,null,null,{"$f":"-(Z24+AD24)*AB21","v":-7.7082230907518423E-2},null,null,null,null,{"$f":"-(Z24+AD24)*AB17","v":-7.7082230907518423E-2},null,null,null,null,{"$f":"-(AJ23+AN23)*AL21","v":0.3680011902159287},null,null,null,null,{"$f":"-(AJ23+AN23)*AL17","v":0.3680011902159287},null,null,null,null,{"$f":"-(AT24+AX24)*AV21","v":-5.0831220238844333E-3},null,null,null,null,{"$f":"-(AT24+AX24)*AV17","v":-5.0831220238844333E-3},null,null,null,null,{"$f":"-(BD23+BH23)*BF21","v":-0.43811975175740875},null,null,null,null,{"$f":"-(BD23+BH23)*BF17","v":-0.43811975175740875},null,null,null,null,{"$f":"-BN24*BP21","v":6.2283592250171195E-2}]
[null,null,null,null,null,null,null,null,null,null,null,null,null,null,null,null,null,{"$f":"(4*R12/CB14)/((4*R12/CB14)+(4*W20/W34)+(4*R26/CB25)+(3*M20/M34))","v":0.18558960541096806},null,{"$f":"-(P21+T21)*R17","v":-1.8558960541096805},null,null,null,null,{"$f":"-(Z21+Z22+AD21+AD22)*AB21","v":-1.0779271497166474},null,null,{"$f":"(4*AB12/CB14)/((4*AB12/CB14)+(4*AG20/AG34)+(4*AB26/CB25)+(4*W20/W34))","v":0.1992584633187309},null,{"$f":"-(Z21+Z22+AD21+AD22)*AB17","v":-1.0779271497166474},null,null,null,null,{"$f":"-(AJ21+AN21)*AL21","v":3.591014708796247},null,null,{"$f":"(4*AL12/CB14)/((4*AL12/CB14)+(4*AL26/CB25)+(4*AG20/AG34)+(4*AQ20/AQ34))","v":0.18144074318128409},null,{"$f":"-(AJ21+AN21)*AL17","v":3.591014708796247},null,null,null,null,{"$f":"-(AT21+AX21+AT22+AX22)*AV21","v":-1.2002834673771516},null,null,{"$f":"(4*AV12/CB14)/((4*AV12/CB14)+(4*AV26/CB25)+(4*AQ20/AQ34)+(4*BA20/BA34))","v":0.16827450432919552},null,{"$f":"-(AT21+AX21+AT22+AX22)*AV17","v":-1.2002834673771516},null,null,null,null,{"$f":"-(BD21+BH21)*BF21","v":-4.0764450105411107},null,null,{"$f":"(4*BF12/CB14)/((4*BF12/CB14)+(4*BF26/CB25)+(4*BA20/BA34)+(4*BK20/BK34))","v":0.19469588110047095},null,{"$f":"-(BD21+BH21)*BF17","v":-4.0764450105411107},null,null,null,null,{"$f":"-(BN21+BR21+BN22)*BP21","v":4.6559627284542531},null,null,{"$f":"(4*BP12/CB14)/((4*BP12/CB14)+(4*BP26/CB25)+(4*BK20/BK34)+(3*BU20/BU34))","v":0.20146165928218115}]
[]
[null,null,null,null,null,null,null,null,null,null,null,"q =",10,null,"KN/m",null,null,null,null,null,null,"q =",15,null,"KN/m",null,null,null,null,null,null,"q =",10,null,"KN/m",null,null,null,null,null,null,"q =",10,null,"KN/m",null,null,null,null,null,null,"q =",10,null,"KN/m",null,null,null,null,null,null,"q =",15,null,"KN/m",null,null,null,null,null,null,"q =",10,null,"KN/m"]
[null,null,null,null,null,null,null,null,null,null,null,"I =",{"$f":"(M41*I43^3/12+I43*M41*(((I43*M41*I43/2+M48*(P44-I43)*((P44-I43)/2+I43))/(M41*I43+(P44-I43)*M48))-I43/2)^2+M48*(P44-I43)^3/12+M48*(P44-I43)*(P44-((I43*M41*I43/2+M48*(P44-I43)*((P44-I43)/2+I43))/(M41*I43+(P44-I43)*M48))-(P44-I43)/2)^2)*10000","v":127.66666666666663},null,"dm4",null,{"$f":"(3*M20/M34)/((4*R12/CB14)+(4*W20/W34)+(4*R26/CB25)+(3*M20/M34))","v":0.30869384196014044},null,{"$f":"(4*W20/W34)/((4*R12/CB14)+(4*W20/W34)+(4*R26/CB25)+(3*M20/M34))","v":0.3201269472179234},null,null,"I =",{"$f":"(W41*S43^3/12+S43*W41*(((S43*W41*S43/2+W48*(Z44-S43)*((Z44-S43)/2+S43))/(W41*S43+(Z44-S43)*W48))-S43/2)^2+W48*(Z44-S43)^3/12+W48*(Z44-S43)*(Z44-((S43*W41*S43/2+W48*(Z44-S43)*((Z44-S43)/2+S43))/(W41*S43+(Z44-S43)*W48))-(Z44-S43)/2)^2)*10000","v":127.66666666666663},null,"dm4",null,{"$f":"(4*W20/W34)/((4*AB12/CB14)+(4*AG20/AG34)+(4*AB26/CB25)+(4*W20/W34))","v":0.34370461335002184},null,{"$f":"(4*AG20/AG34)/((4*AB12/CB14)+(4*AG20/AG34)+(4*AB26/CB25)+(4*W20/W34))","v":0.25777846001251636},null,null,"I =",{"$f":"(AG41*AC43^3/12+AC43*AG41*(((AC43*AG41*AC43/2+AG48*(AJ44-AC43)*((AJ44-AC43)/2+AC43))/(AG41*AC43+(AJ44-AC43)*AG48))-AC43/2)^2+AG48*(AJ44-AC43)^3/12+AG48*(AJ44-AC43)*(AJ44-((AC43*AG41*AC43/2+AG48*(AJ44-AC43)*((AJ44-AC43)/2+AC43))/(AG41*AC43+(AJ44-AC43)*AG48))-(AJ44-AC43)/2)^2)*10000","v":127.66666666666663},null,"dm4",null,{"$f":"(4*AG20/AG34)/((4*AL12/CB14)+(4*AL26/CB25)+(4*AG20/AG34)+(4*AQ20/AQ34))","v":0.23472787344536961},null,{"$f":"(4*AQ20/AQ34)/((4*AL12/CB14)+(4*AL26/CB25)+(4*AG20/AG34)+(4*AQ20/AQ34))","v":0.40239064019206222},null,null,"I =",{"$f":"(AQ41*AM43^3/12+AM43*AQ41*(((AM43*AQ41*AM43/2+AQ48*(AT44-AM43)*((AT44-AM43)/2+AM43))/(AQ41*AM43+(AT44-AM43)*AQ48))-AM43/2)^2+AQ48*(AT44-AM43)^3/12+AQ48*(AT44-AM43)*(AT44-((AM43*AQ41*AM43/2+AQ48*(AT44-AM43)*((AT44-AM43)/2+AM43))/(AQ41*AM43+(AT44-AM43)*AQ48))-(AT44-AM43)/2)^2)*10000","v":127.66666666666663},null,"dm4",null,{"$f":"(4*AQ20/AQ34)/((4*AV12/CB14)+(4*AV26/CB25)+(4*AQ20/AQ34)+(4*BA20/BA34))","v":0.373191182629655},null,{"$f":"(4*BA20/BA34)/((4*AV12/CB14)+(4*AV26/CB25)+(4*AQ20/AQ34)+(4*BA20/BA34))","v":0.29025980871195389},null,null,"I =",{"$f":"(BA41*AW43^3/12+AW43*BA41*(((AW43*BA41*AW43/2+BA48*(BD44-AW43)*((BD44-AW43)/2+AW43))/(BA41*AW43+(BD44-AW43)*BA48))-AW43/2)^2+BA48*(BD44-AW43)^3/12+BA48*(BD44-AW43)*(BD44-((AW43*BA41*AW43/2+BA48*(BD44-AW43)*((BD44-AW43)/2+AW43))/(BA41*AW43+(BD44-AW43)*BA48))-(BD44-AW43)/2)^2)*10000","v":127.66666666666663},null,"dm4",null,{"$f":"(4*BA20/BA34)/((4*BF12/CB14)+(4*BF26/CB25)+(4*BA20/BA34)+(4*BK20/BK34))","v":0.33583453078948194},null,{"$f":"(4*BK20/BK34)/((4*BF12/CB14)+(4*BF26/CB25)+(4*BA20/BA34)+(4*BK20/BK34))","v":0.2747737070095761},null,null,"I =",{"$f":"(BK41*BG43^3/12+BG43*BK41*(((BG43*BK41*BG43/2+BK48*(BN44-BG43)*((BN44-BG43)/2+BG43))/(BK41*BG43+(BN44-BG43)*BK48))-BG43/2)^2+BK48*(BN44-BG43)^3/12+BK48*(BN44-BG43)*(BN44-((BG43*BK41*BG43/2+BK48*(BN44-BG43)*((BN44-BG43)/2+BG43))/(BK41*BG43+(BN44-BG43)*BK48))-(BN44-BG43)/2)^2)*10000","v":127.66666666666663},null,"dm4",null,{"$f":"(4*BK20/BK34)/((4*BP12/CB14)+(4*BP26/CB25)+(4*BK20/BK34)+(3*BU20/BU34))","v":0.28432222925506562},null,{"$f":"(3*BU20/BU34)/((4*BP12/CB14)+(4*BP26/CB25)+(4*BK20/BK34)+(3*BU20/BU34))","v":0.31275445218057213},null,null,"I =",{"$f":"(BU41*BQ43^3/12+BQ43*BU41*(((BQ43*BU41*BQ43/2+BU48*(BX44-BQ43)*((BX44-BQ43)/2+BQ43))/(BU41*BQ43+(BX44-BQ43)*BU48))-BQ43/2)^2+BU48*(BX44-BQ43)^3/12+BU48*(BX44-BQ43)*(BX44-((BQ43*BU41*BQ43/2+BU48*(BX44-BQ43)*((BX44-BQ43)/2+BQ43))/(BU41*BQ43+(BX44-BQ43)*BU48))-(BX44-BQ43)/2)^2)*10000","v":127.66666666666663},null,"dm4"]
[null,null,null,null,null,null,null,null,null,null,null,null,null,null,null,{"$f":"-M19*M34^2/8","v":-15.3125},null,{"$f":"(4*R26/CB25)/((4*R12/CB14)+(4*W20/W34)+(4*R26/CB25)+(3*M20/M34))","v":0.18558960541096806},null,{"$f":"W19*W34^2/12","v":25.3125},null,null,null,null,null,{"$f":"-W19*W34^2/12","v":-25.3125},null,{"$f":"(4*AB26/CB25)/((4*AB12/CB14)+(4*AG20/AG34)+(4*AB26/CB25)+(4*W20/W34))","v":0.1992584633187309},null,{"$f":"AG19*AG34^2/12","v":30},null,null,null,null,null,{"$f":"-AG19*AG34^2/12","v":-30},null,{"$f":"(4*AL26/CB25)/((4*AL12/CB14)+(4*AL26/CB25)+(4*AG20/AG34)+(4*AQ20/AQ34))","v":0.18144074318128409},null,{"$f":"AQ19*AQ34^2/12","v":10.208333333333334},null,null,null,null,null,{"$f":"-AQ19*AQ34^2/12","v":-10.208333333333334},null,{"$f":"(4*AV26/CB25)/((4*AV12/CB14)+(4*AV26/CB25)+(4*AQ20/AQ34)+(4*BA20/BA34))","v":0.16827450432919552},null,{"$f":"BA19*BA34^2/12","v":16.875},null,null,null,null,null,{"$f":"-BA19*BA34^2/12","v":-16.875},null,{"$f":"(4*BF26/CB25)/((4*BF12/CB14)+(4*BF26/CB25)+(4*BA20/BA34)+(4*BK20/BK34))","v":0.19469588110047095},null,{"$f":"BK19*BK34^2/12","v":37.8125},null,null,null,null,null,{"$f":"-BK19*BK34^2/12","v":-37.8125},null,{"$f":"(4*BP26/CB25)/((4*BP12/CB14)+(4*BP26/CB25)+(4*BK20/BK34)+(3*BU20/BU34))","v":0.20146165928218115},null,{"$f":"BU19*BU34^2/8","v":17.578125}]
[null,null,null,null,null,null,null,null,null,null,null,null,null,null,null,{"$f":"-(P21+T21)*Q20","v":-3.0869384196014042},null,null,null,{"$f":"-(P21+T21)*S20","v":-3.2012694721792339},null,null,null,null,null,{"$f":"+T22/2","v":-1.6006347360896169},null,null,null,{"$f":"+AJ22/2","v":2.3228279143031365},null,null,null,null,null,{"$f":"-(AJ21+AN21)*AK20","v":4.645655828606273},null,null,null,{"$f":"-(AJ21+AN21)*AM20","v":7.9639814204678974},null,null,null,null,null,{"$f":"+AN22/2","v":3.9819907102339487},null,null,null,{"$f":"+BD22/2","v":-3.5157677442023889},null,null,null,null,null,{"$f":"-(BD21+BH21)*BE20","v":-7.0315354884047778},null,null,null,{"$f":"-(BD21+BH21)*BG20","v":-5.7530744905129998},null,null,null,null,null,{"$f":"+BH22/2","v":-2.8765372452564999}]
[null,null,null,null,null,null,null,null,null,null,null,null,null,null,null,null,null,null,null,{"$f":"+Z23/2","v":-0.92966825108006423},null,null,null,null,null,{"$f":"-(Z21+Z22+AD21+AD22)*AA20","v":-1.8593365021601285},null,null,null,{"$f":"-(Z21+Z22+AD21+AD22)*AC20","v":-1.3945023766200964},null,null,null,null,null,{"$f":"+AD23/2","v":-0.69725118831004818},null,null,null,{"$f":"+AT23/2","v":-1.3309657587967283},null,null,null,null,null,{"$f":"-(AT21+AX21+AT22+AX22)*AU20","v":-2.6619315175934566},null,null,null,{"$f":"-(AT21+AT22+AX21+AX22)*AW20","v":-2.0703911803504664},null,null,null,null,null,{"$f":"+AX23/2","v":-1.0351955901752332},null,null,null,{"$f":"+BN23/2","v":3.2854730448447609},null,null,null,null,null,{"$f":"-(BN21+BR21+BN22)*BO20","v":6.5709460896895218},null,null,null,{"$f":"-(BN21+BR21+BN22)*BQ20","v":7.2280406986584733}]
[null,null,null,null,null,null,null,null,null,null,null,null,null,null,null,{"$f":"-T23*Q20","v":0.28698286417426949},null,"dm4",null,{"$f":"-T23*S20","v":0.29761185914368687},null,null,null,null,null,{"$f":"+T24/2","v":0.14880592957184344},null,"dm4",null,{"$f":"+AJ24/2","v":0.23803952544011667},null,null,null,null,null,{"$f":"-(AJ23+AN23)*AK20","v":0.47607905088023333},null,"dm4",null,{"$f":"-(AJ23+AN23)*AM20","v":0.8161355157946858},null,null,null,null,null,{"$f":"+AN24/2","v":0.4080677578973429},null,"dm4",null,{"$f":"+BD24/2","v":-0.37786043656754525},null,null,null,null,null,{"$f":"-(BD23+BH23)*BE20","v":-0.75572087313509051},null,"dm4",null,{"$f":"-(BD23+BH23)*BG20","v":-0.61831707801961944},null,null,null,null,null,{"$f":"+BH24/2","v":-0.30915853900980972},null,"dm4",null,null,null,null,null,null,null,null,null,null,null,"m"]
[null,null,null,null,null,null,null,null,null,null,null,null,null,null,null,null,null,null,null,{"$f":"+Z25/2","v":-6.6480283770549514E-2},null,null,null,null,null,{"$f":"-(Z24+AD24)*AA20","v":-0.13296056754109903},null,null,null,{"$f":"-(Z24+AD24)*AC20","v":-9.9720425655824257E-2},null,null,null,null,null,{"$f":"+AD25/2","v":-4.9860212827912129E-2},null,null,null,{"$f":"+AT25/2","v":-5.6365529855705926E-3},null,null,null,null,null,{"$f":"-(AT24+AX24)*AU20","v":-1.1273105971141185E-2},null,null,null,{"$f":"-(AT24+AX24)*AW20","v":-8.7679713108875876E-3},null,null,null,null,null,{"$f":"+AX25/2","v":-4.3839856554437938E-3},null,null,null,{"$f":"+BN25/2","v":4.3950322502254134E-2},null,null,null,null,null,{"$f":"-BN24*BO20","v":8.7900645004508268E-2},null,null,null,{"$f":"-BN24*BQ20","v":9.6690709504959074E-2},null,null,null,null,null,null,null,null,null,3.8]
[null,null,null,null,null,null,null,null,null,null,null,null,null,null,null,{"$f":"-T25*Q20","v":2.0522054211731301E-2},null,{"$f":"T38*R36^3/12*10000","v":62.499999999999993},null,{"$f":"-T25*S20","v":2.1282130293647273E-2},null,null,null,null,null,{"$f":"+T26/2","v":1.0641065146823636E-2},null,{"$f":"AD38*AB36^3/12*10000","v":62.499999999999993},null,{"$f":"+AJ26/2","v":6.5133189112472432E-3},null,null,null,null,null,{"$f":"-(AJ25+AN25)*AK20","v":1.3026637822494486E-2},null,{"$f":"AN38*AL36^3/12*10000","v":62.499999999999993},null,{"$f":"-(AJ25+AN25)*AM20","v":2.2331379124276265E-2},null,null,null,null,null,{"$f":"+AN26/2","v":1.1165689562138132E-2},null,{"$f":"AX38*AV36^3/12*10000","v":62.499999999999993},null,{"$f":"+BD26/2","v":-6.6438710850035701E-3},null,null,null,null,null,{"$f":"-(BD25+BH25)*BE20","v":-1.328774217000714E-2},null,{"$f":"BH38*BF36^3/12*10000","v":62.499999999999993},null,{"$f":"-(BD25+BH25)*BG20","v":-1.0871789048187658E-2},null,null,null,null,null,{"$f":"+BH26/2","v":-5.4358945240938292E-3},null,{"$f":"BR38*BP36^3/12*10000","v":62.499999999999993}]
[null,null,null,null,null,null,null,null,null,null,null,null,null,null,null,null,null,null,null,{"$f":"+Z27/2","v":-2.948020469968515E-3},null,null,null,null,null,{"$f":"-(Z26+AD26)*AA20","v":-5.8960409399370301E-3},null,null,null,{"$f":"-(Z26+AD26)*AC20","v":-4.4220307049527728E-3},null,null,null,null,null,{"$f":"+AD27/2","v":-2.2110153524763864E-3},null,null,null,{"$f":"+AT27/2","v":-8.4375139255923643E-4},null,null,null,null,null,{"$f":"-(AT26+AX26)*AU20","v":-1.6875027851184729E-3},null,null,null,{"$f":"-(AT26+AX26)*AW20","v":-1.3125021662032568E-3},null,null,null,null,null,{"$f":"+AX27/2","v":-6.5625108310162839E-4},null,null,null,{"$f":"+BN27/2","v":7.7277282454288072E-4},null,null,null,null,null,{"$f":"-BN26*BO20","v":1.5455456490857614E-3},null,null,null,{"$f":"-BN26*BQ20","v":1.7001002139943374E-3}]
[null,null,null,null,null,null,null,null,null,null,null,null,null,null,null,{"$f":"-T27*Q20","v":9.1003576505171969E-4},null,null,null,{"$f":"-T27*S20","v":9.4374079338696852E-4},null,null,null,null,null,{"$f":"+T28/2","v":4.7187039669348426E-4},null,null,null,{"$f":"+AJ28/2","v":3.5851945096692267E-4},null,null,null,null,null,{"$f":"-(AJ27+AN27)*AK20","v":7.1703890193384535E-4},null,null,null,{"$f":"-(AJ27+AN27)*AM20","v":1.2292095461723064E-3},null,null,null,null,null,{"$f":"+AN28/2","v":6.1460477308615319E-4},null,null,null,{"$f":"+BD28/2","v":-1.9566012181848153E-5},null,null,null,null,null,{"$f":"-(BD27+BH27)*BE20","v":-3.9132024363696306E-5},null,null,null,{"$f":"-(BD27+BH27)*BG20","v":-3.2017110843024248E-5},null,null,null,null,null,{"$f":"+BH28/2","v":-1.6008555421512124E-5}]
[null,null,null,null,null,null,null,null,null,null,null,null,null,null,null,null,null,"I =",null,{"$f":"+Z29/2","v":-1.4270441075995183E-4},null,null,null,null,null,{"$f":"-(Z28+AD28)*AA20","v":-2.8540882151990366E-4},null,"I =",null,{"$f":"-(Z28+AD28)*AC20","v":-2.1405661613992775E-4},null,null,null,null,null,{"$f":"+AD29/2","v":-1.0702830806996387E-4},null,"I =",null,{"$f":"+AT29/2","v":-1.1103160944618106E-4},null,null,null,null,null,{"$f":"-(AT28+AX28)*AU20","v":-2.2206321889236213E-4},null,"I =",null,{"$f":"-(AT28+AX28)*AW20","v":-1.7271583691628165E-4},null,null,null,null,null,{"$f":"+AX29/2","v":-8.6357918458140827E-5},null,"I =",null,{"$f":"+BN29/2","v":2.275794082298797E-6},null,null,null,null,null,{"$f":"-BN28*BO20","v":4.551588164597594E-6},null,"I =",null,{"$f":"-BN28*BQ20","v":5.0067469810573525E-6}]
[null,null,null,null,null,null,null,null,null,null,null,null,null,null,null,{"$f":"-T29*S20","v":4.5683527371115957E-5},null,null,null,{"$f":"-T29*S20","v":4.5683527371115957E-5},null,null,null,null,null,null,null,null,null,null,null,null,null,null,null,{"$f":"-(AJ29+AN29)*AK20","v":5.1184740722237402E-5},null,null,null,{"$f":"-(AJ29+AN29)*AM20","v":8.7745269809549832E-5},null,null,null,null,null,null,null,null,null,null,null,null,null,null,null,{"$f":"-(BD29+BH29)*BE20","v":2.8237680787543771E-5},null,null,null,{"$f":"-(BD29+BH29)*BG20","v":2.3103557007990356E-5}]
[null,null,null,null,null,null,null,null,null,null,null,null,null,null,null,{"$f":"SUM(P21:Q30)","v":-18.090977781922977},null,null,null,{"$f":"SUM(T21:U30)","v":21.431874681847518},null,null,null,null,null,{"$f":"SUM(Z21:AA30)","v":-28.751694390436938},null,null,null,{"$f":"SUM(AD21:AE30)","v":31.068880388508447},null,null,null,null,null,{"$f":"SUM(AJ21:AK30)","v":-25.613899703846847},null,null,null,{"$f":"SUM(AN21:AO30)","v":17.674541508751865},null,null,null,null,null,{"$f":"SUM(AT21:AU30)","v":-8.481608760435428},null,null,null,{"$f":"SUM(AX21:AY30)","v":10.894064012468409},null,null,null,null,null,{"$f":"SUM(BD21:BE30)","v":-25.715877182885688},null,null,null,{"$f":"SUM(BH21:BI30)","v":34.760426144830994},null,null,null,null,null,{"$f":"SUM(BN21:BO30)","v":-34.343250855414539},null,null,null,{"$f":"SUM(BR21:BS30)","v":24.90456151512441}]
[]
[]
[null,null,null,null,null,null,null,null,null,null,null,null,3.5,null,"m",null,null,null,null,null,null,null,4.5,null,"m",null,null,null,null,null,null,null,6,null,"m",null,null,null,null,null,null,null,3.5,null,"m",null,null,null,null,null,null,null,4.5,null,"m",null,null,null,null,null,null,null,5.5,null,"m",null,null,null,null,null,null,null,3.75,null,"m"]
[]
[null,null,"mesnet genişliği=",null,null,null,null,0.25,null,"m",null,null,null,null,null,null,null,0.5,null,"m",null,null,null,null,null,null,null,0.5,null,"m",null,null,null,null,null,null,null,0.5,null,"m",null,null,null,null,null,null,null,0.5,null,"m",null,null,null,null,null,null,null,0.5,null,"m",null,null,null,null,null,null,null,0.5,null,"m",null,null,"mesnet genişliği=",null,null,null,null,0.25,null,"m"]
[null,null,null,null,null,null,null,null,null,null,null,null,null,null,null,null,null,null,null,"m",null,null,null,null,null,null,null,null,null,"m",null,null,null,null,null,null,null,null,null,"m",null,null,null,null,null,null,null,null,null,"m",null,null,null,null,null,null,null,null,null,"m",null,null,null,null,null,null,null,null,null,"m"]
[null,null,null,null,null,null,null,null,null,null,null,null,null,null,null,null,null,null,null,0.6,null,null,null,null,null,null,null,null,null,0.6,null,null,null,null,null,null,null,null,null,0.6,null,null,null,null,null,null,null,null,null,0.6,null,null,null,null,null,null,null,null,null,0.6,null,null,null,null,null,null,null,null,null,0.6]
[]
[]
[null,null,null,null,null,null,null,null,null,null,null,null,1.2,null,"m",null,null,null,null,null,null,null,1.2,null,"m",null,null,null,null,null,null,null,1.2,null,"m",null,null,null,null,null,null,null,1.2,null,"m",null,null,null,null,null,null,null,1.2,null,"m",null,null,null,null,null,null,null,1.2,null,"m",null,null,null,null,null,null,null,1.2,null,"m"]
[]
[null,null,null,null,null,null,null,null,0.1,null,"m",null,null,null,null,"m",null,null,0.1,null,"m",null,null,null,null,"m",null,null,0.1,null,"m",null,null,null,null,"m",null,null,0.1,null,"m",null,null,null,null,"m",null,null,0.1,null,"m",null,null,null,null,"m",null,null,0.1,null,"m",null,null,null,null,"m",null,null,0.1,null,"m",null,null,null,null,"m"]
[null,null,null,null,null,null,null,null,null,null,null,null,null,null,null,0.7,null,null,null,null,null,null,null,null,null,0.7,null,null,null,null,null,null,null,null,null,0.7,null,null,null,null,null,null,null,null,null,0.7,null,null,null,null,null,null,null,null,null,0.7,null,null,null,null,null,null,null,null,null,0.7,null,null,null,null,null,null,null,null,null,0.7]
[]
[]
[]
[null,null,null,null,null,null,null,null,null,null,null,null,0.25,null,"m",null,null,null,null,null,null,null,0.25,null,"m",null,null,null,null,null,null,null,0.25,null,"m",null,null,null,null,null,null,null,0.25,null,"m",null,null,null,null,null,null,null,0.25,null,"m",null,null,null,null,null,null,null,0.25,null,"m",null,null,null,null,null,null,null,0.25,null,"m"]
[]
[null,null,null,null,null,null,null,null,null,null,null,null,null,null,{"$f":"IF(T12<0,T12/2,\"\")","v":-0.83522381709249638},null,null,null,null,null,{"$f":"IF(T12>0,T12/2,\"\")","v":""},null,null,null,{"$f":"IF(AD12<0,AD12/2,\"\")","v":-0.57929649951787832},null,null,null,null,null,{"$f":"IF(AD12>0,AD12/2,\"\")","v":""},null,null,null,{"$f":"IF(AN12<0,AN12/2,\"\")","v":""},null,null,null,null,null,{"$f":"IF(AN12>0,AN12/2,\"\")","v":1.9848395487737442},null,null,null,{"$f":"IF(AX12<0,AX12/2,\"\")","v":-0.60311381300824518},null,null,null,null,null,{"$f":"IF(AX12>0,AX12/2,\"\")","v":""},null,null,null,{"$f":"IF(BH12<0,BH12/2,\"\")","v":-2.261137240486327},null,null,null,null,null,{"$f":"IF(BH12>0,BH12/2,\"\")","v":""},null,null,null,{"$f":"IF(BR10<0,BR10/2,\"\")","v":""},null,null,null,null,null,{"$f":"IF(BR10>0,BR10/2,\"\")","v":2.3596723350725344}]
[]
[]
[]
[]
[null,null,null,null,null,"moment diyagramı (KNm)"]
[]
[null,null,null,null,null,null,null,null,null,null,null,null,null,null,null,null,null,null,{"$f":"-T31","v":-21.431874681847518},null,null,null,null,null,null,null,{"$f":"IF(Z31=0,\"\",+Z31)","v":-28.751694390436938},null,null,null,null,null,null,null,null,null,{"$f":"IF(AJ31=0,\"\",+AJ31)","v":-25.613899703846847},null,null,null,null,null,null,null,null,null,{"$f":"+AT31","v":-8.481608760435428},null,null,null,null,null,null,null,null,null,{"$f":"+BD31","v":-25.715877182885688},null,null,null,null,null,null,null,null,null,{"$f":"+BN31","v":-34.343250855414539}]
[null,null,null,null,null,null,null,null,null,null,null,null,null,null,null,null,null,null,null,null,null,null,null,null,null,null,null,null,{"$f":"-AD31","v":-31.068880388508447},null,null,null,null,null,null,null,null,null,{"$f":"-AN31","v":-17.674541508751865},null,null,null,null,null,null,null,null,null,{"$f":"IF(AX31=0,\"\",-AX31)","v":-10.894064012468409},null,null,null,null,null,null,null,null,null,{"$f":"IF(BH31=0,\"\",-BH31)","v":-34.760426144830994}]
[null,null,null,null,null,null,null,null,null,null,null,null,null,null,null,null,{"$f":"IF(P31=0,\"\",+P31)","v":-18.090977781922977},null,null,null,null,null,null,null,null,null,null,null,null,null,null,null,null,null,null,null,null,null,null,null,null,null,null,null,null,null,null,null,null,null,null,null,null,null,null,null,null,null,null,null,null,null,null,null,null,null,null,null,{"$f":"IF(BR31=0,\"\",-BR31)","v":-24.90456151512441}]
[]
[null,null,null,null,null,null,null,null,null,null,null,null,null,null,{"$f":"IF(T12>0,-T12,\"\")","v":""},null,null,null,null,null,{"$f":"IF(T12<0,-T12,\"\")","v":1.6704476341849928},null,null,null,{"$f":"IF(AD12>0,-AD12,\"\")","v":""},null,null,null,null,null,{"$f":"IF(AD12<0,-AD12,\"\")","v":1.1585929990357566},null,null,null,{"$f":"IF(AN12>0,-AN12,\"\")","v":-3.9696790975474885},null,null,null,null,null,{"$f":"IF(AN12<0,-AN12,\"\")","v":""},null,null,null,{"$f":"IF(AX12>0,-AX12,\"\")","v":""},null,null,null,null,null,{"$f":"IF(AX12<0,-AX12,\"\")","v":1.2062276260164904},null,null,null,{"$f":"IF(BH12>0,-BH12,\"\")","v":""},null,null,null,null,null,{"$f":"IF(BH12<0,-BH12,\"\")","v":4.5222744809726541},null,null,null,{"$f":"IF(BR10>0,-BR10,\"\")","v":-4.7193446701450688},null,null,null,null,null,{"$f":"IF(BR10<0,-BR10,\"\")","v":""}]
[null,null,null,null,null,null,null,null,null,null,null,null,null,null,{"$f":"IF(O10<0,O10,\"\")","v":-1.6704476341849928},null,null,null,null,null,{"$f":"IF(O10>0,O10,\"\")","v":""},null,null,null,{"$f":"IF(Y12<0,Y12,\"\")","v":-1.1585929990357566},null,null,null,null,null,{"$f":"IF(Y12>0,Y12,\"\")","v":""},null,null,null,{"$f":"IF(AI12<0,AI12,\"\")","v":""},null,null,null,null,null,{"$f":"IF(AI12>0,AI12,\"\")","v":3.9696790975474885},null,null,null,{"$f":"IF(AS12<0,AS12,\"\")","v":-1.2062276260164904},null,null,null,null,null,{"$f":"IF(AS12>0,AS12,\"\")","v":""},null,null,null,{"$f":"IF(BC12<0,BC12,\"\")","v":-4.5222744809726541},null,null,null,null,null,{"$f":"IF(BC12>0,BC12,\"\")","v":""},null,null,null,{"$f":"IF(BM12<0,BM12,\"\")","v":""},null,null,null,null,null,{"$f":"IF(BM12>0,BM12,\"\")","v":4.7193446701450688}]
[]
[null,null,null,null,null,null,null,null,null,null,null,{"$f":"IF(M115=0,\"\",+M115)","v":7.6028620360019019},null,null,null,null,null,null,null,null,null,null,null,null,null,null,null,null,null,null,null,null,null,null,null,null,null,null,null,null,null,null,null,null,null,null,null,null,null,null,null,null,null,null,null,null,null,null,null,null,null,null,null,null,null,null,null,null,null,null,null,null,null,{"$f":"IF(BU115=0,\"\",+BU115)","v":7.331132008697768}]
[]
[null,null,null,null,null,null,null,null,null,null,null,null,null,null,null,null,null,null,null,null,null,null,{"$f":"+W115","v":12.96516260059235},null,null,null,null,null,null,null,null,null,{"$f":"+AG115","v":16.699938862530729},null,null,null,null,null,null,null,null,null,{"$f":"+AQ115","v":2.5793636919984699},null,null,null,null,null,null,null,null,null,{"$f":"+BA115","v":7.5499643298754329},null,null,null,null,null,null,null,null,null,{"$f":"+BK115","v":22.167103274226648}]
[]
[]
[]
[]
[]
[]
[null,null,null,null,null,null,null,null,null,null,null,null,null,null,{"$f":"IF(O10>0,-O10/2,\"\")","v":""},null,null,null,null,null,{"$f":"IF(O10<0,-O10/2,\"\")","v":0.83522381709249638},null,null,null,{"$f":"IF(Y12>0,-Y12/2,\"\")","v":""},null,null,null,null,null,{"$f":"IF(Y12<0,-Y12/2,\"\")","v":0.57929649951787832},null,null,null,{"$f":"IF(AI12>0,-AI12/2,\"\")","v":-1.9848395487737442},null,null,null,null,null,{"$f":"IF(AI12<0,-AI12/2,\"\")","v":""},null,null,null,{"$f":"IF(AS12>0,-AS12/2,\"\")","v":""},null,null,null,null,null,{"$f":"IF(AS12<0,-AS12/2,\"\")","v":0.60311381300824518},null,null,null,{"$f":"IF(BC12>0,-BC12/2,\"\")","v":""},null,null,null,null,null,{"$f":"IF(BC12<0,-BC12/2,\"\")","v":2.261137240486327},null,null,null,{"$f":"IF(BM12>0,-BM12/2,\"\")","v":-2.3596723350725344},null,null,null,null,null,{"$f":"IF(BM12<0,-BM12/2,\"\")","v":""}]
[]
[null,null,null,null,null,null,null,null,null,null,null,null,null,null,{"$f":"IF(T12<0,(T12+T12/2)/$CB$14,\"\")","v":-0.65938722402039196},null,null,null,null,null,{"$f":"IF(T12>0,(T12+T12/2)/$CB$14,\"\")","v":""},null,null,null,{"$f":"IF(AD12<0,(AD12+AD12/2)/$CB$14,\"\")","v":-0.45733934172464075},null,null,null,null,null,{"$f":"IF(AD12>0,(AD12+AD12/2)/$CB$14,\"\")","v":""},null,null,null,{"$f":"IF(AN12<0,(AN12+AN12/2)/$CB$14,\"\")","v":""},null,null,null,null,null,{"$f":"IF(AN12>0,(AN12+AN12/2)/$CB$14,\"\")","v":1.5669785911371668},null,null,null,{"$f":"IF(AX12<0,(AX12+AX12/2)/$CB$14,\"\")","v":-0.47614248395387782},null,null,null,null,null,{"$f":"IF(AX12>0,(AX12+AX12/2)/$CB$14,\"\")","v":""},null,null,null,{"$f":"IF(BH12<0,(BH12+BH12/2)/$CB$14,\"\")","v":-1.7851083477523635},null,null,null,null,null,{"$f":"IF(BH12>0,(BH12+BH12/2)/$CB$14,\"\")","v":""},null,null,null,{"$f":"IF(BR10<0,(BR10+BR10/2)/$CB$14,\"\")","v":""},null,null,null,null,null,{"$f":"IF(BR10>0,(BR10+BR10/2)/$CB$14,\"\")","v":1.8628992118993692}]
[]
[]
[]
[]
[null,null,null,null,null,"kesme kuvveti diyagramı (KN)"]
[]
[]
[null,null,null,null,null,null,null,{"$f":"+M107","v":12.331149205164865},null,null,null,null,null,null,null,null,null,null,null,null,null,null,null,null,null,null,null,null,null,null,null,null,null,null,null,null,null,null,null,null,null,null,null,null,null,null,null,null,null,null,null,null,null,null,null,null,null,null,null,null,null,null,null,null,null,null,null,null,{"$f":"+BU107","v":25.391216404033177}]
[null,null,null,null,null,null,null,null,null,null,null,null,null,null,null,null,null,null,{"$f":"+W107","v":32.123373398091239},null,null,null,null,null,null,null,null,null,{"$f":"+AG107","v":30.9091634474436},null,null,null,null,null,null,null,null,null,{"$f":"+AQ107","v":20.1265522138047},null,null,null,null,null,null,null,null,null,{"$f":"+BA107","v":19.206263739907271},null,null,null,null,null,null,null,null,null,{"$f":"+BK107","v":41.325850052621178}]
[]
[null,null,null,null,null,null,null,null,null,null,null,null,null,null,{"$f":"IF(O75<0,O75,\"\")","v":-0.65938722402039196},null,null,null,null,null,{"$f":"IF(U75>0,U75,\"\")","v":""},null,null,null,{"$f":"IF(Y75<0,Y75,\"\")","v":-0.45733934172464075},null,null,null,null,null,{"$f":"IF(AE75>0,AE75,\"\")","v":""},null,null,null,{"$f":"IF(AI75<0,AI75,\"\")","v":""},null,null,null,null,null,{"$f":"IF(AO75>0,AO75,\"\")","v":1.5669785911371668},null,null,null,{"$f":"IF(AS75<0,AS75,\"\")","v":-0.47614248395387782},null,null,null,null,null,{"$f":"IF(AY75>0,AY75,\"\")","v":""},null,null,null,{"$f":"IF(BC75<0,BC75,\"\")","v":-1.7851083477523635},null,null,null,null,null,{"$f":"IF(BI75>0,BI75,\"\")","v":""},null,null,null,{"$f":"IF(BM75<0,BM75,\"\")","v":""},null,null,null,null,null,{"$f":"IF(BS75>0,BS75,\"\")","v":1.8628992118993692}]
[null,null,null,null,null,null,null,null,null,null,null,null,null,null,{"$f":"IF(O98<0,O98,\"\")","v":-0.65938722402039196},null,null,null,null,null,{"$f":"IF(U98>0,U98,\"\")","v":""},null,null,null,{"$f":"IF(Y98<0,Y98,\"\")","v":-0.45733934172464075},null,null,null,null,null,{"$f":"IF(AE98>0,AE98,\"\")","v":""},null,null,null,{"$f":"IF(AI98<0,AI98,\"\")","v":""},null,null,null,null,null,{"$f":"IF(AO98>0,AO98,\"\")","v":1.5669785911371668},null,null,null,{"$f":"IF(AS98<0,AS98,\"\")","v":-0.47614248395387782},null,null,null,null,null,{"$f":"IF(AY98>0,AY98,\"\")","v":""},null,null,null,{"$f":"IF(BC98<0,BC98,\"\")","v":-1.7851083477523635},null,null,null,null,null,{"$f":"IF(BI98>0,BI98,\"\")","v":""},null,null,null,{"$f":"IF(BM98<0,BM98,\"\")","v":""},null,null,null,null,null,{"$f":"IF(BS98>0,BS98,\"\")","v":1.8628992118993692}]
[]
[null,null,null,null,null,null,null,null,null,null,null,null,null,null,null,null,{"$f":"-M108","v":-22.668850794835137},null,null,null,null,null,null,null,null,null,{"$f":"-W108","v":-35.376626601908761},null,null,null,null,null,null,null,null,null,{"$f":"-AG108","v":-29.0908365525564},null,null,null,null,null,null,null,null,null,{"$f":"-AQ108","v":-14.8734477861953},null,null,null,null,null,null,null,null,null,{"$f":"-BA108","v":-25.793736260092729},null,null,null,null,null,null,null,null,null,{"$f":"-BK108","v":-41.174149947378822}]
[null,null,null,null,null,null,null,null,null,null,null,null,null,null,null,null,null,null,null,null,null,null,null,null,null,null,null,null,null,null,null,null,null,null,null,null,null,null,null,null,null,null,null,null,null,null,null,null,null,null,null,null,null,null,null,null,null,null,null,null,null,null,null,null,null,null,null,null,null,null,null,null,null,null,null,null,null,{"$f":"-BU108","v":-12.108783595966823}]
[]
[null,null,null,null,null,null,null,null,null,"x=",{"$f":"+M114","v":1.2331149205164864},null,"m",null,null,null,null,null,null,"x=",{"$f":"+W114","v":2.141558226539416},null,"m",null,null,null,null,null,null,"x=",{"$f":"+AG114","v":3.0909163447443597},null,"m",null,null,null,null,null,null,"x=",{"$f":"+AQ114","v":2.01265522138047},null,"m",null,null,null,null,null,null,"x=",{"$f":"+BA114","v":1.9206263739907272},null,"m",null,null,null,null,null,null,"x=",{"$f":"+BK114","v":2.7550566701747452},null,"m",null,null,null,null,null,null,null,null,null,null,null,"x=",{"$f":"+BU34-BU114","v":1.2108783595966823},null,"m"]
[]
[]
[]
[]
[]
[null,null,null,null,null,null,null,null,null,null,null,null,null,null,{"$f":"IF(O10<0,(O10+O10/2)/$CB$25,\"\")","v":-0.65938722402039196},null,null,null,null,null,{"$f":"IF(O10>0,(O10+O10/2)/$CB$25,\"\")","v":""},null,null,null,{"$f":"IF(Y12<0,(Y12+Y12/2)/$CB$25,\"\")","v":-0.45733934172464075},null,null,null,null,null,{"$f":"IF(Y12>0,(Y12+Y12/2)/$CB$25,\"\")","v":""},null,null,null,{"$f":"IF(AI12<0,(AI12+AI12/2)/$CB$25,\"\")","v":""},null,null,null,null,null,{"$f":"IF(AI12>0,(AI12+AI12/2)/$CB$25,\"\")","v":1.5669785911371668},null,null,null,{"$f":"IF(AS12<0,(AS12+AS12/2)/$CB$25,\"\")","v":-0.47614248395387782},null,null,null,null,null,{"$f":"IF(AS12>0,(AS12+AS12/2)/$CB$25,\"\")","v":""},null,null,null,{"$f":"IF(BC12<0,(BC12+BC12/2)/$CB$25,\"\")","v":-1.7851083477523635},null,null,null,null,null,{"$f":"IF(BC12>0,(BC12+BC12/2)/$CB$25,\"\")","v":""},null,null,null,{"$f":"IF(BM12<0,(BM12+BM12/2)/$CB$25,\"\")","v":""},null,null,null,null,null,{"$f":"IF(BM12>0,(BM12+BM12/2)/$CB$25,\"\")","v":1.8628992118993692}]
[]
[null,null,"kiriş faydalı yükseklik \nd = h - d'     (m)",null,null,null,null,null,{"$f":"P44-Y3","v":0.66999999999999993},null,null,null,null,null,null,null,null,null,{"$f":"Z44-Y3","v":0.66999999999999993},null,null,null,null,null,null,null,null,null,{"$f":"AJ44-Y3","v":0.66999999999999993},null,null,null,null,null,null,null,null,null,{"$f":"AT44-Y3","v":0.66999999999999993},null,null,null,null,null,null,null,null,null,{"$f":"BD44-Y3","v":0.66999999999999993},null,null,null,null,null,null,null,null,null,{"$f":"BN44-Y3","v":0.66999999999999993},null,null,null,null,null,null,null,null,null,{"$f":"BX44-Y3","v":0.66999999999999993}]
[]
[]
[]
[null,null,null,null,null,null,null,null,"yayılı yük =",null,null,null,{"$f":"+M19","v":10},null,"KN/m",null,null,null,"yayılı yük =",null,null,null,{"$f":"+W19","v":15},null,"KN/m",null,null,null,"yayılı yük =",null,null,null,{"$f":"+AG19","v":10},null,"KN/m",null,null,null,"yayılı yük =",null,null,null,{"$f":"+AQ19","v":10},null,"KN/m",null,null,null,"yayılı yük =",null,null,null,{"$f":"+BA19","v":10},null,"KN/m",null,null,null,"yayılı yük =",null,null,null,{"$f":"+BK19","v":15},null,"KN/m",null,null,null,"yayılı yük =",null,null,null,{"$f":"+BU19","v":10},null,"KN/m"]
[null,null,null,null,null,null,null,null,"sol moment=",null,null,null,0,null,"KNm",null,null,null,"sol moment=",null,null,null,{"$f":"+T31","v":21.431874681847518},null,"KNm",null,null,null,"sol moment=",null,null,null,{"$f":"+AD31","v":31.068880388508447},null,"KNm",null,null,null,"sol moment=",null,null,null,{"$f":"+AN31","v":17.674541508751865},null,"KNm",null,null,null,"sol moment=",null,null,null,{"$f":"+AX31","v":10.894064012468409},null,"KNm",null,null,null,"sol moment=",null,null,null,{"$f":"+BH31","v":34.760426144830994},null,"KNm",null,null,null,"sol moment=",null,null,null,{"$f":"+BR31","v":24.90456151512441},null,"KNm"]
[null,null,null,null,null,null,null,null,"sağ moment=",null,null,null,{"$f":"-P31","v":18.090977781922977},null,"KNm",null,null,null,"sağ moment=",null,null,null,{"$f":"-Z31","v":28.751694390436938},null,"KNm",null,null,null,"sağ moment=",null,null,null,{"$f":"-AJ31","v":25.613899703846847},null,"KNm",null,null,null,"sağ moment=",null,null,null,{"$f":"-AT31","v":8.481608760435428},null,"KNm",null,null,null,"sağ moment=",null,null,null,{"$f":"-BD31","v":25.715877182885688},null,"KNm",null,null,null,"sağ moment=",null,null,null,{"$f":"-BN31","v":34.343250855414539},null,"KNm",null,null,null,"sağ moment=",null,null,null,0,null,"KNm"]
[null,null,null,null,null,null,null,null,null,null,null,"A=",{"$f":"(M104*M109*M109/2+M105-M106)/M109","v":12.331149205164865},null,"KN",null,null,null,null,null,null,"A=",{"$f":"(W104*W109*W109/2+W105-W106)/W109","v":32.123373398091239},null,"KN",null,null,null,null,null,null,"A=",{"$f":"(AG104*AG109*AG109/2+AG105-AG106)/AG109","v":30.9091634474436},null,"KN",null,null,null,null,null,null,"A=",{"$f":"(AQ104*AQ109*AQ109/2+AQ105-AQ106)/AQ109","v":20.1265522138047},null,"KN",null,null,null,null,null,null,"A=",{"$f":"(BA104*BA109*BA109/2+BA105-BA106)/BA109","v":19.206263739907271},null,"KN",null,null,null,null,null,null,"A=",{"$f":"(BK104*BK109*BK109/2+BK105-BK106)/BK109","v":41.325850052621178},null,"KN",null,null,null,null,null,null,"A=",{"$f":"(BU104*BU109*BU109/2+BU105-BU106)/BU109","v":25.391216404033177},null,"KN"]
[null,null,null,null,null,null,null,null,null,null,null,"B=",{"$f":"M104*M109-M107","v":22.668850794835137},null,"KN",null,null,null,null,null,null,"B=",{"$f":"W104*W109-W107","v":35.376626601908761},null,"KN",null,null,null,null,null,null,"B=",{"$f":"AG104*AG109-AG107","v":29.0908365525564},null,"KN",null,null,null,null,null,null,"B=",{"$f":"AQ104*AQ109-AQ107","v":14.8734477861953},null,"KN",null,null,null,null,null,null,"B=",{"$f":"BA104*BA109-BA107","v":25.793736260092729},null,"KN",null,null,null,null,null,null,"B=",{"$f":"BK104*BK109-BK107","v":41.174149947378822},null,"KN",null,null,null,null,null,null,"B=",{"$f":"BU104*BU109-BU107","v":12.108783595966823},null,"KN"]
[null,null,null,null,null,null,null,null,null,null,null,"L=",{"$f":"+M34","v":3.5},null,"m",null,null,null,null,null,null,"L=",{"$f":"+W34","v":4.5},null,"m",null,null,null,null,null,null,"L=",{"$f":"+AG34","v":6},null,"m",null,null,null,null,null,null,"L=",{"$f":"+AQ34","v":3.5},null,"m",null,null,null,null,null,null,"L=",{"$f":"+BA34","v":4.5},null,"m",null,null,null,null,null,null,"L=",{"$f":"+BK34","v":5.5},null,"m",null,null,null,null,null,null,"L=",{"$f":"+BU34","v":3.75},null,"m"]
[null,null,null,null,null,null,null,null,"sol mes.gen=",null,null,null,{"$f":"+H36","v":0.25},null,"m",null,null,null,"sol mes.gen=",null,null,null,{"$f":"+R36","v":0.5},null,"m",null,null,null,"sol mes.gen=",null,null,null,{"$f":"+AB36","v":0.5},null,"m",null,null,null,"sol mes.gen=",null,null,null,{"$f":"+AL36","v":0.5},null,"m",null,null,null,"sol mes.gen=",null,null,null,{"$f":"+AV36","v":0.5},null,"m",null,null,null,"sol mes.gen=",null,null,null,{"$f":"+BF36","v":0.5},null,"m",null,null,null,"sol mes.gen=",null,null,null,{"$f":"+BP36","v":0.5},null,"m"]
[null,null,null,null,null,null,null,null,"sağ mes.gen=",null,null,null,{"$f":"+R36","v":0.5},null,"m",null,null,null,"sağ mes.gen=",null,null,null,{"$f":"+AB36","v":0.5},null,"m",null,null,null,"sağ mes.gen=",null,null,null,{"$f":"+AL36","v":0.5},null,"m",null,null,null,"sağ mes.gen=",null,null,null,{"$f":"+AV36","v":0.5},null,"m",null,null,null,"sağ mes.gen=",null,null,null,{"$f":"+BF36","v":0.5},null,"m",null,null,null,"sağ mes.gen=",null,null,null,{"$f":"+BP36","v":0.5},null,"m",null,null,null,"sağ mes.gen=",null,null,null,{"$f":"+BZ36","v":0.25},null,"m"]
[null,null,null,null,null,null,null,null,null,null,null,"d=",{"$f":"+I100","v":0.66999999999999993},null,"m",null,null,null,null,null,null,"d=",{"$f":"+S100","v":0.66999999999999993},null,"m",null,null,null,null,null,null,"d=",{"$f":"+AC100","v":0.66999999999999993},null,"m",null,null,null,null,null,null,"d=",{"$f":"+AM100","v":0.66999999999999993},null,"m",null,null,null,null,null,null,"d=",{"$f":"+AW100","v":0.66999999999999993},null,"m",null,null,null,null,null,null,"d=",{"$f":"+BG100","v":0.66999999999999993},null,"m",null,null,null,null,null,null,"d=",{"$f":"+BQ100","v":0.66999999999999993},null,"m"]
[null,null,null,null,null,null,null,null,null,null,null,"h=",{"$f":"+P44","v":0.7},null,"m",null,null,null,null,null,null,"h=",{"$f":"+Z44","v":0.7},null,"m",null,null,null,null,null,null,"h=",{"$f":"+AJ44","v":0.7},null,"m",null,null,null,null,null,null,"h=",{"$f":"+AT44","v":0.7},null,"m",null,null,null,null,null,null,"h=",{"$f":"+BD44","v":0.7},null,"m",null,null,null,null,null,null,"h=",{"$f":"+BN44","v":0.7},null,"m",null,null,null,null,null,null,"h=",{"$f":"+BX44","v":0.7},null,"m"]
[null,null,null,null,null,null,null,null,null,null,null,"x=",{"$f":"((M107*M109)/(M107+M108))","v":1.2331149205164864},null,"m",null,null,null,null,null,null,"x=",{"$f":"((W107*W109)/(W107+W108))","v":2.141558226539416},null,"m",null,null,null,null,null,null,"x=",{"$f":"((AG107*AG109)/(AG107+AG108))","v":3.0909163447443597},null,"m",null,null,null,null,null,null,"x=",{"$f":"((AQ107*AQ109)/(AQ107+AQ108))","v":2.01265522138047},null,"m",null,null,null,null,null,null,"x=",{"$f":"((BA107*BA109)/(BA107+BA108))","v":1.9206263739907272},null,"m",null,null,null,null,null,null,"x=",{"$f":"((BK107*BK109)/(BK107+BK108))","v":2.7550566701747452},null,"m",null,null,null,null,null,null,"x=",{"$f":"((BU107*BU109)/(BU107+BU108))","v":2.5391216404033177},null,"m"]
[null,null,null,null,null,null,null,null,null,null,"Maç=",null,{"$f":"((((M105-M106)/M109+M104*M109*0.5)^2/(2*M104))-M105)","v":7.6028620360019019},null,"KNm",null,null,null,null,null,"Maç=",null,{"$f":"((((W105-W106)/W109+W104*W109*0.5)^2/(2*W104))-W105)","v":12.96516260059235},null,"KNm",null,null,null,null,null,"Maç=",null,{"$f":"((((AG105-AG106)/AG109+AG104*AG109*0.5)^2/(2*AG104))-AG105)","v":16.699938862530729},null,"KNm",null,null,null,null,null,"Maç=",null,{"$f":"((((AQ105-AQ106)/AQ109+AQ104*AQ109*0.5)^2/(2*AQ104))-AQ105)","v":2.5793636919984699},null,"KNm",null,null,null,null,null,"Maç=",null,{"$f":"((((BA105-BA106)/BA109+BA104*BA109*0.5)^2/(2*BA104))-BA105)","v":7.5499643298754329},null,"KNm",null,null,null,null,null,"Maç=",null,{"$f":"((((BK105-BK106)/BK109+BK104*BK109*0.5)^2/(2*BK104))-BK105)","v":22.167103274226648},null,"KNm",null,null,null,null,null,"Maç=",null,{"$f":"((((BU105-BU106)/BU109+BU104*BU109*0.5)^2/(2*BU104))-BU105)","v":7.331132008697768},null,"KNm"]
[null,null,null,null,null,null,null,null,"sol mesnet yüzü kesme kuv. =",null,null,null,{"$f":"(M107-M104*M110/2)","v":11.081149205164865},null,"KN",null,null,null,"sol mesnet yüzü kesme kuv. =",null,null,null,{"$f":"(W107-W104*W110/2)","v":28.373373398091239},null,"KN",null,null,null,"sol mesnet yüzü kesme kuv. =",null,null,null,{"$f":"(AG107-AG104*AG110/2)","v":28.4091634474436},null,"KN",null,null,null,"sol mesnet yüzü kesme kuv. =",null,null,null,{"$f":"(AQ107-AQ104*AQ110/2)","v":17.6265522138047},null,"KN",null,null,null,"sol mesnet yüzü kesme kuv. =",null,null,null,{"$f":"(BA107-BA104*BA110/2)","v":16.706263739907271},null,"KN",null,null,null,"sol mesnet yüzü kesme kuv. =",null,null,null,{"$f":"(BK107-BK104*BK110/2)","v":37.575850052621178},null,"KN",null,null,null,"sol mesnet yüzü kesme kuv. =",null,null,null,{"$f":"(BU107-BU104*BU110/2)","v":22.891216404033177},null,"KN"]
[null,null,null,null,null,null,null,null,"sol mesnet yüzünden d mesafede kesme kuv. =",null,null,null,{"$f":"(M107-(M104*(M112+M110/2)))","v":4.3811492051648653},null,"KN",null,null,null,"sol mesnet yüzünden d mesafede kesme kuv. =",null,null,null,{"$f":"(W107-(W104*(W112+W110/2)))","v":18.323373398091242},null,"KN",null,null,null,"sol mesnet yüzünden d mesafede kesme kuv. =",null,null,null,{"$f":"(AG107-(AG104*(AG112+AG110/2)))","v":21.709163447443601},null,"KN",null,null,null,"sol mesnet yüzünden d mesafede kesme kuv. =",null,null,null,{"$f":"(AQ107-(AQ104*(AQ112+AQ110/2)))","v":10.926552213804701},null,"KN",null,null,null,"sol mesnet yüzünden d mesafede kesme kuv. =",null,null,null,{"$f":"(BA107-(BA104*(BA112+BA110/2)))","v":10.006263739907272},null,"KN",null,null,null,"sol mesnet yüzünden d mesafede kesme kuv. =",null,null,null,{"$f":"(BK107-(BK104*(BK112+BK110/2)))","v":27.52585005262118},null,"KN",null,null,null,"sol mesnet yüzünden d mesafede kesme kuv. =",null,null,null,{"$f":"(BU107-(BU104*(BU112+BU110/2)))","v":16.191216404033177},null,"KN"]
[null,null,null,null,null,null,null,null,"sol mesnet yüzünden 2*h mesafede kesme kuv. =",null,null,null,{"$f":"(M107-(M104*(2*M113+M110/2)))","v":-2.9188507948351354},null,"KN",null,null,null,"sol mesnet yüzünden 2*h mesafede kesme kuv. =",null,null,null,{"$f":"(W107-(W104*(2*W113+W110/2)))","v":7.373373398091239},null,"KN",null,null,null,"sol mesnet yüzünden 2*h mesafede kesme kuv. =",null,null,null,{"$f":"(AG107-(AG104*(2*AG113+AG110/2)))","v":14.4091634474436},null,"KN",null,null,null,"sol mesnet yüzünden 2*h mesafede kesme kuv. =",null,null,null,{"$f":"(AQ107-(AQ104*(2*AQ113+AQ110/2)))","v":3.6265522138047004},null,"KN",null,null,null,"sol mesnet yüzünden 2*h mesafede kesme kuv. =",null,null,null,{"$f":"(BA107-(BA104*(2*BA113+BA110/2)))","v":2.7062637399072713},null,"KN",null,null,null,"sol mesnet yüzünden 2*h mesafede kesme kuv. =",null,null,null,{"$f":"(BK107-(BK104*(2*BK113+BK110/2)))","v":16.575850052621178},null,"KN",null,null,null,"sol mesnet yüzünden 2*h mesafede kesme kuv. =",null,null,null,{"$f":"(BU107-(BU104*(2*BU113+BU110/2)))","v":8.8912164040331767},null,"KN"]
[null,null,null,null,null,null,null,null,"sol mesnet yüzü moment =",null,null,null,{"$f":"M105-((M107+M116)/2*M110/2)","v":-1.4632686506456081},null,"KNm",null,null,null,"sol mesnet yüzü moment =",null,null,null,{"$f":"W105-((W107+W116)/2*W110/2)","v":13.869781332324708},null,"KNm",null,null,null,"sol mesnet yüzü moment =",null,null,null,{"$f":"AG105-((AG107+AG116)/2*AG110/2)","v":23.654089526647546},null,"KNm",null,null,null,"sol mesnet yüzü moment =",null,null,null,{"$f":"AQ105-((AQ107+AQ116)/2*AQ110/2)","v":12.95540345530069},null,"KNm",null,null,null,"sol mesnet yüzü moment =",null,null,null,{"$f":"BA105-((BA107+BA116)/2*BA110/2)","v":6.4049980774915909},null,"KNm",null,null,null,"sol mesnet yüzü moment =",null,null,null,{"$f":"BK105-((BK107+BK116)/2*BK110/2)","v":24.8977136316757},null,"KNm",null,null,null,"sol mesnet yüzü moment =",null,null,null,{"$f":"BU105-((BU107+BU116)/2*BU110/2)","v":18.869257414116117},null,"KNm"]
[null,null,null,null,null,null,null,null,"sağ mesnet yüzü kesme kuv. =",null,null,null,{"$f":"(M108-M104*M111/2)","v":20.168850794835137},null,"KN",null,null,null,"sağ mesnet yüzü kesme kuv. =",null,null,null,{"$f":"(W108-W104*W111/2)","v":31.626626601908761},null,"KN",null,null,null,"sağ mesnet yüzü kesme kuv. =",null,null,null,{"$f":"(AG108-AG104*AG111/2)","v":26.5908365525564},null,"KN",null,null,null,"sağ mesnet yüzü kesme kuv. =",null,null,null,{"$f":"(AQ108-AQ104*AQ111/2)","v":12.3734477861953},null,"KN",null,null,null,"sağ mesnet yüzü kesme kuv. =",null,null,null,{"$f":"(BA108-BA104*BA111/2)","v":23.293736260092729},null,"KN",null,null,null,"sağ mesnet yüzü kesme kuv. =",null,null,null,{"$f":"(BK108-BK104*BK111/2)","v":37.424149947378822},null,"KN",null,null,null,"sağ mesnet yüzü kesme kuv. =",null,null,null,{"$f":"(BU108-BU104*BU111/2)","v":10.858783595966823},null,"KN"]
[null,null,null,null,null,null,null,null,"sağ mesnet yüzünden d mesafede kesme kuv. =",null,null,null,{"$f":"(M108-(M104*(M112+M111/2)))","v":13.468850794835138},null,"KN",null,null,null,"sağ mesnet yüzünden d mesafede kesme kuv. =",null,null,null,{"$f":"(W108-(W104*(W112+W111/2)))","v":21.576626601908764},null,"KN",null,null,null,"sağ mesnet yüzünden d mesafede kesme kuv. =",null,null,null,{"$f":"(AG108-(AG104*(AG112+AG111/2)))","v":19.890836552556401},null,"KN",null,null,null,"sağ mesnet yüzünden d mesafede kesme kuv. =",null,null,null,{"$f":"(AQ108-(AQ104*(AQ112+AQ111/2)))","v":5.6734477861953003},null,"KN",null,null,null,"sağ mesnet yüzünden d mesafede kesme kuv. =",null,null,null,{"$f":"(BA108-(BA104*(BA112+BA111/2)))","v":16.593736260092729},null,"KN",null,null,null,"sağ mesnet yüzünden d mesafede kesme kuv. =",null,null,null,{"$f":"(BK108-(BK104*(BK112+BK111/2)))","v":27.374149947378825},null,"KN",null,null,null,"sağ mesnet yüzünden d mesafede kesme kuv. =",null,null,null,{"$f":"(BU108-(BU104*(BU112+BU111/2)))","v":4.158783595966824},null,"KN"]
[null,null,null,null,null,null,null,null,"sağ mesnet yüzünden 2*h mesafede kesme kuv. =",null,null,null,{"$f":"(M108-(M104*(2*M113+M111/2)))","v":6.1688507948351372},null,"KN",null,null,null,"sağ mesnet yüzünden 2*h mesafede kesme kuv. =",null,null,null,{"$f":"(W108-(W104*(2*W113+W111/2)))","v":10.626626601908761},null,"KN",null,null,null,"sağ mesnet yüzünden 2*h mesafede kesme kuv. =",null,null,null,{"$f":"(AG108-(AG104*(2*AG113+AG111/2)))","v":12.5908365525564},null,"KN",null,null,null,"sağ mesnet yüzünden 2*h mesafede kesme kuv. =",null,null,null,{"$f":"(AQ108-(AQ104*(2*AQ113+AQ111/2)))","v":-1.6265522138047004},null,"KN",null,null,null,"sağ mesnet yüzünden 2*h mesafede kesme kuv. =",null,null,null,{"$f":"(BA108-(BA104*(2*BA113+BA111/2)))","v":9.2937362600927287},null,"KN",null,null,null,"sağ mesnet yüzünden 2*h mesafede kesme kuv. =",null,null,null,{"$f":"(BK108-(BK104*(2*BK113+BK111/2)))","v":16.424149947378822},null,"KN",null,null,null,"sağ mesnet yüzünden 2*h mesafede kesme kuv. =",null,null,null,{"$f":"(BU108-(BU104*(2*BU113+BU111/2)))","v":-3.1412164040331767},null,"KN"]
[null,null,null,null,null,null,null,null,"sağ mesnet yüzü moment =",null,null,null,{"$f":"M106-((M108+M120)/2*M111/2)","v":12.736265083214192},null,"KNm",null,null,null,"sağ mesnet yüzü moment =",null,null,null,{"$f":"W106-((W108+W120)/2*W111/2)","v":20.37628773995975},null,"KNm",null,null,null,"sağ mesnet yüzü moment =",null,null,null,{"$f":"AG106-((AG108+AG120)/2*AG111/2)","v":18.653690565707748},null,"KNm",null,null,null,"sağ mesnet yüzü moment =",null,null,null,{"$f":"AQ106-((AQ108+AQ120)/2*AQ111/2)","v":5.0757468138866031},null,"KNm",null,null,null,"sağ mesnet yüzü moment =",null,null,null,{"$f":"BA106-((BA108+BA120)/2*BA111/2)","v":19.579943117862506},null,"KNm",null,null,null,"sağ mesnet yüzü moment =",null,null,null,{"$f":"BK106-((BK108+BK120)/2*BK111/2)","v":24.518463368569833},null,"KNm",null,null,null,"sağ mesnet yüzü moment =",null,null,null,{"$f":"BU106-((BU108+BU120)/2*BU111/2)","v":-1.4354729494958529},null,"KNm"]
[null,null,"kiriş kolon yüzünden d mesafede kesme kuvveti (KN)",null,null,null,null,null,"---",null,null,null,null,null,{"$f":"+M121","v":13.468850794835138},null,null,null,{"$f":"+W117","v":18.323373398091242},null,null,null,null,null,{"$f":"+W121","v":21.576626601908764},null,null,null,{"$f":"+AG117","v":21.709163447443601},null,null,null,null,null,{"$f":"+AG121","v":19.890836552556401},null,null,null,{"$f":"+AQ117","v":10.926552213804701},null,null,null,null,null,{"$f":"+AQ121","v":5.6734477861953003},null,null,null,{"$f":"+BA117","v":10.006263739907272},null,null,null,null,null,{"$f":"+BA121","v":16.593736260092729},null,null,null,{"$f":"+BK117","v":27.52585005262118},null,null,null,null,null,{"$f":"+BK121","v":27.374149947378825},null,null,null,{"$f":"+BU117","v":16.191216404033177},null,null,null,null,null,"---"]
[]
[]
[]
[]
[null,null,"kiriş kolon yüzünden 2*h mesafede kesme kuvveti (KN)",null,null,null,null,null,{"$f":"+M118","v":-2.9188507948351354},null,null,null,null,null,{"$f":"+M122","v":6.1688507948351372},null,null,null,{"$f":"+W118","v":7.373373398091239},null,null,null,null,null,{"$f":"+W122","v":10.626626601908761},null,null,null,{"$f":"+AG118","v":14.4091634474436},null,null,null,null,null,{"$f":"+AG122","v":12.5908365525564},null,null,null,{"$f":"+AQ118","v":3.6265522138047004},null,null,null,null,null,{"$f":"+AQ122","v":-1.6265522138047004},null,null,null,{"$f":"+BA118","v":2.7062637399072713},null,null,null,null,null,{"$f":"+BA122","v":9.2937362600927287},null,null,null,{"$f":"+BK118","v":16.575850052621178},null,null,null,null,null,{"$f":"+BK122","v":16.424149947378822},null,null,null,{"$f":"+BU118","v":8.8912164040331767},null,null,null,null,null,{"$f":"+BU122","v":-3.1412164040331767}]
[]
[]
[]
[]
[null,null,"kiriş kolon yüzü kesme kuvveti (KN)",null,null,null,null,null,{"$f":"+M116","v":11.081149205164865},null,null,null,null,null,{"$f":"+M120","v":20.168850794835137},null,null,null,{"$f":"+W116","v":28.373373398091239},null,null,null,null,null,{"$f":"+W120","v":31.626626601908761},null,null,null,{"$f":"+AG116","v":28.4091634474436},null,null,null,null,null,{"$f":"+AG120","v":26.5908365525564},null,null,null,{"$f":"+AQ116","v":17.6265522138047},null,null,null,null,null,{"$f":"+AQ120","v":12.3734477861953},null,null,null,{"$f":"+BA116","v":16.706263739907271},null,null,null,null,null,{"$f":"+BA120","v":23.293736260092729},null,null,null,{"$f":"+BK116","v":37.575850052621178},null,null,null,null,null,{"$f":"+BK120","v":37.424149947378822},null,null,null,{"$f":"+BU116","v":22.891216404033177},null,null,null,null,null,{"$f":"+BU120","v":10.858783595966823}]
[]
[]
[null,null,"kiriş kolon yüzü moment (KNm)",null,null,null,null,null,{"$f":"+M119","v":-1.4632686506456081},null,null,null,null,null,{"$f":"+M123","v":12.736265083214192},null,null,null,{"$f":"+W119","v":13.869781332324708},null,null,null,null,null,{"$f":"+W123","v":20.37628773995975},null,null,null,{"$f":"+AG119","v":23.654089526647546},null,null,null,null,null,{"$f":"+AG123","v":18.653690565707748},null,null,null,{"$f":"+AQ119","v":12.95540345530069},null,null,null,null,null,{"$f":"+AQ123","v":5.0757468138866031},null,null,null,{"$f":"+BA119","v":6.4049980774915909},null,null,null,null,null,{"$f":"+BA123","v":19.579943117862506},null,null,null,{"$f":"+BK119","v":24.8977136316757},null,null,null,null,null,{"$f":"+BK123","v":24.518463368569833},null,null,null,{"$f":"+BU119","v":18.869257414116117},null,null,null,null,null,{"$f":"+BU123","v":-1.4354729494958529}]