{"text_format":"1","workbook":"xlsx","n_sheets":1,"sheets":["Sheet1"],"not_rendered":{"charts":0,"images":1,"macros":1,"external_links":0,"defined_names":1,"comments":0,"pivot_tables":0},"unopened":[],"bounds":{"document_bytes":16777216,"sheet_cells":100000,"rows_first":2000,"rows_last":500,"rows_between":2000,"halvings":0,"cell_chars":16384,"cell_head_chars":4096},"cells_cut":0,"cells_raw":0,"read":"whole","date_system":"1900"}

{"sheet":"Sheet1","index":0,"n_rows":1022,"n_cols":58,"rows_kept":1022,"cut":false,"hidden":false,"merged":[[220,44,220,46],[221,44,221,46],[220,47,220,49],[221,47,221,49],[262,6,262,8],[262,28,262,30],[263,10,263,12],[197,34,197,35],[216,11,216,12],[216,24,216,25],[216,32,216,33],[195,4,195,6],[195,8,195,10],[195,12,195,13],[195,15,195,17],[195,19,195,21],[196,5,196,7],[196,15,196,17],[196,19,196,21],[196,23,196,24],[254,22,254,24],[261,5,261,7],[261,27,261,29],[261,32,261,34],[222,44,222,46],[222,47,222,49],[223,44,223,46],[223,47,223,49],[224,44,224,46],[224,47,224,49],[225,44,225,46],[225,47,225,49],[192,18,192,19],[192,21,192,22],[192,13,192,15],[192,26,192,27],[192,29,192,31],[197,15,197,16],[197,22,197,23],[197,25,197,26],[197,28,197,29],[197,31,197,32],[193,5,193,7],[193,13,193,15],[251,7,251,9],[252,6,252,7],[252,14,252,16],[252,26,252,27],[252,32,252,33],[241,27,241,29],[242,8,242,10],[243,5,243,7],[243,24,243,26],[248,32,248,34],[249,29,249,31],[250,10,250,12],[250,13,250,15],[226,44,226,46],[226,47,226,49],[227,44,227,46],[227,47,227,49],[228,44,228,46],[228,47,228,49],[230,44,230,46],[230,47,230,49],[223,41,223,43],[224,41,224,43],[225,41,225,43],[226,41,226,43],[227,41,227,43],[228,41,228,43],[229,41,229,43],[230,41,230,43],[240,29,240,31],[937,8,937,10],[937,12,937,13],[937,15,937,17],[380,26,380,28],[507,29,507,31],[855,35,855,37],[676,32,676,34],[89,23,89,25],[169,12,169,14],[169,31,169,33],[212,19,212,20],[235,14,235,16],[216,6,216,7],[199,8,199,10],[199,30,199,32],[201,10,201,12],[201,32,201,34],[204,37,206,37],[208,5,208,6],[208,8,208,9],[208,19,208,20],[208,30,208,31],[208,32,208,33],[210,6,210,7],[210,19,210,20],[210,25,210,26],[210,32,210,33],[214,10,214,11],[214,24,214,25],[227,36,228,36],[264,7,264,9],[264,30,264,32],[184,1,184,53],[186,5,186,6],[187,4,187,5],[188,7,188,8],[188,10,188,11],[188,13,188,14],[189,12,189,13],[190,18,190,19],[191,9,191,10],[191,12,191,13],[191,15,191,16],[191,18,191,20],[3,57,8,66],[437,8,437,10],[437,12,437,13],[437,15,437,17],[584,8,584,10],[584,12,584,13],[584,15,584,17],[204,47,205,48],[204,49,205,49],[206,47,206,48],[208,39,208,40],[208,42,208,43],[208,45,208,46],[210,42,210,43],[229,44,229,46],[229,47,229,49],[223,2,225,2],[224,36,226,36],[220,41,221,43],[222,41,222,43],[170,6,170,8],[170,29,170,31],[136,31,136,33],[136,35,136,36],[173,18,173,20],[178,4,178,6],[178,31,178,33],[154,41,154,42],[145,31,145,33],[148,36,150,36],[140,31,140,33],[140,41,140,43],[141,31,141,33],[139,31,139,33],[161,3,161,5],[154,5,154,6],[154,18,154,19],[154,24,154,25],[154,31,154,32],[156,18,156,19],[161,17,161,19],[163,6,163,8],[139,9,139,10],[139,12,139,13],[139,15,139,16],[139,18,139,20],[137,12,137,13],[136,43,136,45],[171,5,171,6],[171,13,171,14],[171,23,171,24],[171,31,171,32],[148,46,149,47],[148,48,149,48],[150,46,150,47],[152,4,152,5],[152,7,152,8],[152,18,152,19],[152,29,152,30],[152,31,152,32],[152,38,152,39],[152,41,152,42],[152,44,152,45],[138,18,138,19],[140,8,140,10],[163,28,163,30],[164,4,164,6],[164,23,164,25],[164,26,164,28],[143,7,143,9],[143,29,143,31],[145,9,145,11],[140,15,140,17],[141,5,141,7],[141,13,141,15],[137,43,137,45],[140,35,140,37],[109,17,109,19],[121,18,121,20],[129,7,129,9],[111,6,111,8],[111,28,111,30],[118,29,118,31],[118,6,118,8],[117,9,117,11],[112,26,112,28],[117,31,117,33],[126,4,126,6],[128,9,128,11],[128,26,128,28],[129,28,129,30],[126,31,126,33],[119,13,119,14],[119,23,119,24],[119,31,119,32],[119,5,119,6],[112,4,112,6],[127,30,127,32],[127,5,127,7],[117,12,117,14],[112,23,112,25],[136,38,136,39],[137,31,137,33],[137,35,137,36],[137,38,137,39],[134,5,134,6],[135,4,135,5],[96,46,97,47],[96,48,97,48],[98,46,98,47],[100,4,100,5],[100,7,100,8],[100,18,100,19],[100,29,100,30],[100,31,100,32],[100,38,100,39],[100,41,100,42],[100,44,100,45],[102,5,102,6],[102,18,102,19],[102,24,102,25],[102,31,102,32],[102,41,102,42],[132,1,132,53],[136,13,136,14],[88,9,88,10],[89,11,89,12],[89,14,89,15],[89,17,89,18],[89,20,89,21],[91,7,91,9],[7,18,7,19],[14,35,14,37],[15,32,15,33],[10,5,10,7],[10,9,10,11],[10,13,10,15],[12,8,12,9],[12,5,12,6],[12,11,12,13],[13,5,13,6],[13,8,13,9],[13,13,13,15],[14,10,14,12],[14,14,14,16],[14,18,14,20],[15,18,15,20],[15,22,15,24],[15,26,15,28],[81,13,81,14],[9,5,9,7],[9,9,9,11],[9,13,9,15],[9,17,9,18],[9,20,9,22],[9,24,9,25],[9,27,9,29],[73,1,73,53],[75,5,75,6],[76,4,76,5],[760,45,760,47],[762,33,762,35],[763,43,763,45],[763,9,763,10],[763,14,763,16],[741,35,741,37],[734,32,734,33],[734,36,734,37],[727,35,727,37],[728,34,728,36],[737,10,737,12],[737,18,737,20],[737,26,737,28],[737,34,737,36],[77,7,77,8],[77,10,77,11],[77,13,77,14],[80,15,80,16],[80,18,80,20],[85,12,85,13],[85,15,85,17],[96,36,98,36],[82,5,82,7],[82,13,82,15],[140,12,140,13],[179,5,179,7],[180,26,180,28],[181,7,181,9],[3,5,3,6],[756,33,756,35],[756,37,756,38],[756,40,756,41],[757,33,757,35],[757,37,757,38],[757,42,757,43],[758,33,758,35],[758,37,758,38],[758,42,758,43],[759,33,759,35],[759,37,759,38],[759,42,759,43],[760,33,760,35],[760,37,760,38],[760,42,760,43],[14,22,14,24],[14,26,14,28],[15,10,15,12],[15,14,15,16],[4,4,4,5],[5,7,5,8],[5,10,5,11],[26,38,26,39],[26,41,26,42],[78,12,78,13],[79,18,79,19],[8,9,8,10],[8,12,8,13],[8,15,8,16],[8,18,8,20],[6,12,6,13],[5,13,5,14],[764,37,764,39],[765,37,765,39],[766,37,766,39],[26,31,26,32],[28,31,28,32],[835,14,835,16],[835,22,835,24],[835,30,835,32],[835,38,835,40],[798,3,798,5],[798,9,798,11],[798,25,798,27],[798,33,798,35],[798,39,798,41],[833,4,833,6],[834,5,834,7],[834,12,834,14],[834,20,834,22],[834,28,834,30],[834,39,834,41],[824,30,824,32],[824,38,824,40],[825,4,825,5],[825,8,825,9],[825,12,825,13],[825,16,825,17],[825,20,825,21],[828,10,828,12],[828,18,828,20],[828,26,828,28],[828,34,828,36],[832,3,832,5],[832,8,832,10],[832,11,832,13],[832,16,832,18],[832,19,832,21],[832,24,832,26],[832,27,832,29],[832,32,832,34],[832,35,832,37],[832,40,832,42],[823,8,823,10],[823,16,823,18],[823,24,823,26],[823,32,823,34],[823,40,823,42],[824,6,824,8],[824,14,824,16],[824,22,824,24],[825,24,825,25],[825,28,825,29],[825,32,825,33],[825,36,825,37],[825,39,825,40],[817,5,817,7],[817,13,817,15],[817,21,817,23],[817,29,817,31],[817,37,817,39],[818,3,818,5],[818,11,818,13],[818,19,818,21],[818,27,818,29],[818,35,818,37],[819,10,819,12],[819,18,819,20],[819,26,819,28],[819,34,819,36],[822,9,822,11],[822,17,822,19],[822,25,822,27],[822,33,822,35],[814,34,814,35],[815,4,815,6],[815,7,815,9],[815,10,815,11],[815,12,815,14],[815,15,815,17],[815,18,815,19],[815,20,815,22],[815,23,815,25],[815,26,815,27],[815,28,815,30],[815,31,815,33],[815,34,815,35],[813,12,813,14],[813,15,813,17],[815,36,815,38],[815,39,815,41],[811,12,811,14],[811,15,811,17],[811,20,811,22],[811,23,811,25],[811,28,811,30],[811,31,811,33],[812,15,812,17],[812,20,812,22],[812,23,812,25],[812,28,812,30],[809,12,809,14],[809,15,809,17],[813,20,813,22],[813,23,813,25],[813,28,813,30],[813,31,813,33],[814,10,814,11],[814,18,814,19],[814,20,814,22],[814,23,814,25],[814,26,814,27],[807,12,807,14],[807,15,807,17],[807,20,807,22],[807,23,807,25],[807,28,807,30],[807,31,807,33],[808,15,808,17],[808,20,808,22],[808,23,808,25],[808,28,808,30],[805,12,805,14],[805,15,805,17],[809,20,809,22],[809,23,809,25],[809,28,809,30],[809,31,809,33],[810,15,810,17],[810,20,810,22],[810,23,810,25],[810,28,810,30],[802,12,802,14],[802,31,802,33],[803,12,803,14],[803,15,803,17],[803,20,803,22],[803,23,803,25],[803,28,803,30],[803,31,803,33],[804,15,804,17],[804,20,804,22],[804,23,804,25],[804,28,804,30],[805,20,805,22],[805,23,805,25],[805,28,805,30],[805,31,805,33],[806,15,806,17],[806,20,806,22],[806,23,806,25],[806,28,806,30],[793,22,793,23],[798,16,798,18],[800,4,800,6],[800,7,800,9],[800,12,800,14],[800,15,800,17],[800,20,800,22],[800,23,800,25],[800,28,800,30],[800,31,800,33],[800,36,800,38],[800,39,800,41],[789,4,789,5],[789,6,789,7],[789,10,789,11],[789,14,789,15],[801,20,801,22],[801,23,801,25],[801,28,801,30],[801,31,801,33],[801,36,801,38],[801,39,801,41],[801,4,801,6],[801,7,801,9],[801,12,801,14],[801,15,801,17],[782,8,782,10],[782,16,782,18],[782,24,782,26],[782,32,782,34],[782,40,782,42],[774,31,774,32],[767,33,767,35],[789,18,789,19],[789,22,789,23],[789,26,789,27],[789,30,789,31],[789,34,789,35],[789,38,789,39],[789,40,789,41],[791,4,791,5],[791,10,791,11],[791,18,791,19],[791,26,791,27],[791,34,791,35],[791,39,791,40],[778,26,778,27],[767,5,767,7],[767,9,767,10],[767,14,767,16],[780,6,780,8],[780,14,780,16],[780,22,780,24],[780,30,780,32],[780,38,780,40],[772,21,774,21],[772,31,773,32],[772,33,773,33],[181,28,181,30],[161,30,161,32],[169,9,169,11],[763,33,763,35],[85,19,85,21],[86,5,86,7],[86,15,86,17],[86,19,86,21],[26,4,26,5],[26,7,26,8],[26,18,26,19],[26,29,26,30],[28,5,28,6],[28,18,28,19],[28,24,28,25],[742,4,742,6],[741,3,741,5],[741,24,741,26],[741,27,741,29],[734,20,734,21],[734,24,734,25],[734,28,734,29],[727,19,727,21],[728,18,728,20],[727,27,727,29],[728,26,728,28],[80,9,80,10],[80,12,80,13],[136,7,136,8],[136,10,136,11],[91,29,91,31],[93,9,93,11],[93,31,93,33],[104,18,104,19],[81,9,81,11],[81,16,81,17],[81,19,81,21],[85,4,85,6],[85,8,85,10],[86,23,86,24],[764,9,764,10],[764,14,764,16],[776,23,776,24],[776,26,776,27],[776,29,776,30],[765,5,765,7],[765,9,765,10],[765,14,765,16],[766,5,766,7],[766,9,766,10],[766,14,766,15],[766,17,766,19],[747,1,747,53],[759,17,759,19],[743,5,743,7],[756,45,756,47],[757,47,757,49],[758,47,758,49],[764,43,764,45],[765,43,765,45],[179,30,179,32],[180,9,180,11],[766,43,766,45],[761,14,761,16],[762,5,762,7],[762,9,762,10],[762,14,762,16],[763,5,763,7],[761,5,761,7],[761,9,761,10],[764,33,764,35],[765,33,765,35],[766,33,766,35],[763,37,763,39],[764,5,764,7],[760,5,760,7],[760,9,760,10],[760,14,760,16],[759,47,759,49],[759,9,759,10],[759,14,759,15],[754,18,754,20],[753,18,753,19],[758,5,758,7],[758,9,758,10],[758,14,758,16],[759,5,759,7],[754,9,754,10],[754,12,754,13],[754,15,754,16],[752,12,752,13],[756,5,756,7],[756,13,756,15],[755,8,755,10],[755,12,755,13],[755,15,755,17],[749,5,749,6],[750,4,750,5],[751,7,751,8],[751,10,751,11],[751,13,751,14],[744,14,744,16],[744,22,744,24],[744,30,744,32],[743,39,743,41],[744,38,744,40],[741,40,741,42],[741,8,741,10],[741,11,741,13],[741,16,741,18],[741,19,741,21],[741,32,741,34],[733,38,733,40],[743,12,743,14],[743,20,743,22],[743,28,743,30],[726,5,726,7],[726,13,726,15],[726,21,726,23],[726,29,726,31],[726,37,726,39],[733,6,733,8],[733,14,733,16],[733,22,733,24],[733,30,733,32],[731,9,731,11],[732,8,732,10],[734,8,734,9],[734,12,734,13],[734,16,734,17],[732,16,732,18],[731,25,731,27],[732,24,732,26],[731,33,731,35],[732,32,732,34],[734,39,734,40],[734,4,734,5],[727,11,727,13],[728,10,728,12],[731,17,731,19],[727,3,727,5],[732,40,732,42],[723,20,723,22],[723,23,723,25],[724,12,724,14],[724,15,724,17],[724,4,724,6],[724,7,724,9],[724,20,724,22],[724,23,724,25],[724,28,724,30],[724,31,724,33],[724,36,724,38],[724,39,724,41],[723,10,723,11],[724,10,724,11],[723,18,723,19],[724,18,724,19],[723,26,723,27],[724,26,724,27],[723,34,723,35],[724,34,724,35],[719,20,719,22],[719,23,719,25],[719,15,719,17],[720,12,720,14],[720,15,720,17],[719,28,719,30],[720,28,720,30],[720,31,720,33],[720,20,720,22],[720,23,720,25],[721,20,721,22],[721,23,721,25],[721,15,721,17],[722,12,722,14],[722,15,722,17],[721,28,721,30],[722,28,722,30],[722,31,722,33],[722,20,722,22],[722,23,722,25],[714,23,714,25],[715,20,715,22],[715,23,715,25],[716,15,716,17],[715,28,715,30],[716,28,716,30],[716,31,716,33],[716,20,716,22],[716,23,716,25],[715,15,715,17],[717,23,717,25],[718,12,718,14],[718,15,718,17],[717,28,717,30],[718,28,718,30],[718,31,718,33],[718,20,718,22],[718,23,718,25],[716,12,716,14],[686,45,686,46],[686,5,686,7],[686,9,686,10],[686,14,686,15],[686,17,686,19],[681,5,681,7],[681,9,681,10],[681,14,681,16],[680,40,682,40],[687,5,687,7],[687,9,687,10],[687,14,687,16],[709,4,709,6],[709,7,709,9],[709,12,709,14],[709,15,709,17],[709,20,709,22],[709,23,709,25],[709,28,709,30],[709,31,709,33],[709,36,709,38],[709,39,709,41],[700,18,700,19],[700,26,700,27],[700,34,700,35],[689,6,689,8],[689,14,689,16],[689,22,689,24],[689,30,689,32],[689,38,689,40],[691,8,691,10],[691,24,691,26],[682,50,682,51],[684,5,684,7],[684,9,684,10],[684,14,684,16],[676,11,676,12],[676,14,676,15],[676,17,676,18],[676,20,676,21],[676,23,676,24],[676,26,676,27],[676,29,676,30],[678,5,678,7],[678,9,678,10],[678,14,678,16],[679,5,679,7],[679,9,679,10],[679,14,679,15],[679,17,679,19],[680,5,680,7],[680,9,680,10],[680,14,680,16],[684,42,684,43],[684,45,684,46],[684,48,684,49],[671,41,671,43],[671,45,671,46],[671,48,671,50],[672,5,672,7],[673,5,673,7],[673,15,673,17],[673,19,673,21],[673,23,673,24],[675,9,675,10],[860,50,861,51],[860,52,861,52],[862,50,862,51],[691,40,691,42],[843,12,843,13],[844,18,844,19],[846,9,846,11],[846,13,846,14],[846,16,846,17],[846,19,846,21],[847,5,847,7],[847,13,847,15],[850,4,850,6],[850,8,850,10],[850,12,850,13],[850,15,850,17],[850,19,850,21],[840,5,840,6],[680,50,681,51],[680,52,681,52],[682,5,682,7],[682,9,682,10],[682,14,682,16],[845,9,845,10],[845,12,845,13],[845,15,845,16],[845,18,845,20],[855,20,855,21],[855,23,855,24],[855,26,855,27],[857,5,857,7],[857,9,857,10],[857,14,857,16],[850,23,850,24],[850,26,850,28],[710,4,710,6],[850,34,850,35],[864,14,864,16],[868,5,868,7],[710,28,710,30],[710,31,710,33],[711,12,711,14],[711,31,711,33],[712,12,712,14],[712,15,712,17],[712,28,712,30],[712,31,712,33],[712,20,712,22],[712,23,712,25],[710,23,710,25],[713,23,713,25],[714,12,714,14],[714,20,714,22],[714,28,714,30],[714,31,714,33],[700,39,700,40],[841,4,841,5],[842,7,842,8],[842,10,842,11],[842,13,842,14],[850,30,850,32],[691,32,691,34],[671,23,671,24],[671,26,671,28],[671,30,671,32],[671,34,671,35],[671,37,671,39],[683,5,683,7],[683,9,683,10],[683,14,683,16],[685,5,685,7],[685,9,685,10],[685,14,685,16],[710,36,710,38],[710,39,710,41],[698,4,698,5],[698,6,698,7],[698,10,698,11],[698,18,698,19],[698,26,698,27],[698,34,698,35],[698,38,698,39],[700,4,700,5],[700,10,700,11],[702,22,702,23],[707,16,707,18],[713,28,713,30],[640,31,640,33],[644,7,644,9],[654,23,654,25],[645,5,645,7],[646,3,646,4],[653,37,653,39],[879,41,879,42],[879,13,879,14],[879,21,879,22],[879,29,879,30],[879,5,879,6],[879,37,879,38],[860,14,860,16],[883,25,883,26],[659,1,659,53],[870,5,870,7],[870,13,870,15],[870,21,870,23],[870,29,870,31],[870,37,870,39],[870,45,870,47],[872,7,872,9],[872,15,872,17],[872,23,872,25],[872,31,872,33],[872,39,872,41],[872,47,872,49],[864,42,864,43],[698,14,698,15],[698,22,698,23],[698,30,698,31],[698,40,698,41],[573,15,573,17],[573,25,573,27],[573,35,573,37],[587,5,587,7],[587,9,587,10],[588,9,588,10],[588,14,588,15],[589,5,589,7],[589,9,589,10],[589,14,589,15],[590,5,590,7],[590,14,590,15],[566,10,566,12],[566,20,566,22],[566,30,566,32],[570,7,570,9],[570,12,570,14],[570,22,570,24],[571,13,571,15],[571,17,571,19],[571,23,571,25],[571,27,571,29],[576,1,576,53],[585,5,585,7],[585,13,585,15],[587,12,587,13],[586,30,586,32],[588,5,588,7],[588,19,588,21],[578,5,578,6],[579,4,579,5],[580,7,580,8],[523,50,524,51],[523,52,524,52],[525,50,525,51],[527,42,527,43],[527,45,527,46],[527,48,527,49],[653,12,653,14],[571,32,571,34],[561,37,561,39],[562,5,562,7],[562,15,562,17],[562,25,562,27],[562,35,562,37],[563,3,563,4],[563,7,563,8],[563,12,563,13],[563,17,563,18],[563,22,563,23],[563,27,563,28],[563,32,563,33],[563,36,563,37],[571,36,571,38],[570,2,570,4],[572,4,572,6],[571,3,571,5],[553,33,553,35],[553,36,553,38],[555,4,555,6],[555,14,555,16],[555,24,555,26],[555,34,555,36],[556,2,556,4],[556,32,556,34],[557,11,557,13],[557,21,557,23],[557,31,557,33]],"merged_total":2654,"flags":["merged_cut"]}
[]
[null,"2 ADET KOLONLU RİJİT SÜREKLİ TEMEL MOMENT VE KESME KUVVET HESABI \n(Zemin gerilmesi trapez yayılı yük)\n(inş.müh. Gürcan BERBEROĞLU tel:0532 366 02 04   www.betoncelik.com )                                                                                                                                                                     "]
[null,null,null,null,null,null,null,null,null,null,null,null,null,null,null,null,null,null,null,null,null,null,null,null,null,"Dikkat sadece sarı hücrelere data girilecek."]
[null,null,null,"qt =",null,200,null,"KN/m²",null,null,"(zemin taşıma gücü)",null,null,null,null,null,null,null,null,null,null,null,null,null,null,null,null,null,null,null,null,null,null,null,null,null,null,null,null,null,null,null,null,null,null,null,null,null,null,null,null,null,null,null,null,null,null,"Bu hesaplar Prof.Dr.Tuncay Emrem \"Betonarme\" adlı kitaptan yararlanılmıştır.Evrim Yayınevi."]
[null,null,null,"d'=",50,null,"mm",null,{"$f":"IF(E5<50,\"artır.\",\"\")","v":""},null,null,"(pas payı)"]
[null,null,null,"d = h - d' =",null,null,null,{"$f":"+AK23","v":0.9},null,"-",{"$f":"+E5/1000","v":0.05},null,"=",{"$f":"+H6-K6","v":0.85},null,"m"]
[null,null,null,"zemin birim hacim ağırlığı = g =",null,null,null,null,null,null,null,null,18,null,"KN/m3"]
[null,null,null,"zemin üst kotu ile temel tabanı kotu arası mesafe h' =",null,null,null,null,null,null,null,null,null,null,null,null,null,null,1.2,null,"m"]
[null,null,null,"qnet = qt - g * h' =",null,null,null,null,null,{"$f":"+F4","v":200},null,"-",{"$f":"+M7","v":18},null,"*",{"$f":"+S8","v":1.2},null,"=",{"$f":"+J9-M9*P9","v":178.4},null,null,"KN/m²"]
[null,null,null,"Mo =",null,{"$f":"+J20","v":55},null,null,"+",{"$f":"+AF20","v":-75},null,null,"-",{"$f":"+H18","v":500},null,null,"*",{"$f":"+S31/2-F29","v":2.0500000000000003},null,"+",{"$f":"+AD18","v":450},null,null,"*",{"$f":"+S31/2-AF29","v":1.8500000000000003},null,"=",{"$f":"+F10+J10-N10*R10+U10*Y10","v":-212.50000000000011},null,null,"KNm",null,null,null,"(temel ortasına göre moment alınırsa)"]
[null,null,null,"No =",null,{"$f":"+H18","v":500},null,null,"+",{"$f":"+AD18","v":450},null,null,"=",{"$f":"+F11+J11","v":950},null,null,"KN"]
[null,null,null,"s = No / A + - Mo / W"]
[null,null,null,"A =",null,{"$f":"+AP29","v":1.5},null,"*",{"$f":"+S31","v":6.9},null,"=",{"$f":"+F13*I13","v":10.350000000000001},null,null,"m²"]
[null,null,null,"W = ",null,{"$f":"+AP29","v":1.5},null,"*",{"$f":"+S31","v":6.9},null,"² /",6,"=",{"$f":"+F14*I14^2/L14","v":11.902500000000002},null,null,"m3"]
[null,null,null,"s2 = No / A +  Mo / W =",null,null,null,null,null,null,{"$f":"+N11","v":950},null,null," /",{"$f":"+L13","v":10.350000000000001},null,null,"+",{"$f":"+AB10","v":-212.50000000000011},null,null," /",{"$f":"+N14","v":11.902500000000002},null,null,"=",{"$f":"+K15/O15+S15/W15","v":73.934047469019092},null,null,"KN/m²",null,{"$f":"IF(AA15<AJ15,\"<\",\">\")","v":"<"},"qtnet =",null,null,{"$f":"+S9","v":178.4},null,null,"KN/m²",null,null,{"$f":"IF(AA15<0,\"uygun değil.\",IF(AA15<AJ15,\"uygun.\",\"uygun değil.\"))","v":"uygun."}]
[null,null,null,"s1 = No / A -  Mo / W =",null,null,null,null,null,null,{"$f":"+K15","v":950},null,null," /",{"$f":"+O15","v":10.350000000000001},null,null,"-",{"$f":"+S15","v":-212.50000000000011},null,null," /",{"$f":"+W15","v":11.902500000000002},null,null,"=",{"$f":"+K16/O16-S16/W16","v":109.64083175803403},null,null,"KN/m²",null,{"$f":"IF(AA16<AG16,\"<\",\">\")","v":">"},0,null,"KN/m²",null,null,{"$f":"IF(AA16>AJ15,\"uygun değil.\",IF(AA16>AG16,\"uygun.\",\"uygun değil.\"))","v":"uygun."}]
[]
[null,null,null,null,null,null,null,500,null,null,"KN",null,null,null,null,null,null,null,null,null,null,null,null,null,null,null,null,null,null,450,null,null,"KN"]
[null,null,null,null,null,null,"-",null,null,"+",null,null,null,null,null,null,null,null,null,null,null,null,null,null,null,null,null,null,"-",null,null,"+",null,null,null,null,null,null,null,null,null,"kesit a-a"]
[null,null,null,null,null,null,null,null,null,55,null,null,"KNm",null,null,null,null,null,null,null,null,null,null,null,null,null,null,null,null,null,null,-75,null,null,"KNm"]
[null,null,null,null,null,null,null,null,null,null,null,null,null,null,"a"]
[null,null,null,null,null,null,null,null,null,null,null,null,null,null,null,null,null,null,null,null,null,null,null,null,null,null,null,null,null,null,null,null,null,null,null,null,"m"]
[null,null,null,null,null,null,null,null,null,null,null,null,null,null,null,null,null,null,null,null,null,null,null,null,null,null,null,null,null,null,null,null,null,null,null,null,0.9,null,null,null,null,null,null,null,null,null,{"$f":"+AK23-AU25","v":0.5},null,"m"]
[]
[null,null,null,null,null,null,null,null,null,null,null,null,null,null,null,null,null,null,null,null,null,null,null,null,null,null,null,null,null,null,null,null,null,null,null,null,null,null,null,null,null,null,null,null,null,null,0.4,null,"m"]
[null,null,null,null,null,null,null,null,null,null,null,null,null,null,"a"]
[null,null,null,null,1.2,null,"m",0.4,null,"m",null,null,null,null,null,null,null,null,3.5,null,"m",null,null,null,null,null,null,null,null,0.4,null,1.4,null,"m",null,null,null,null,0.45,null,"m",0.6,null,"m",{"$f":"+AM27","v":0.45},null,"m"]
[]
[null,null,null,null,null,{"$f":"+E27+H27/2","v":1.4},null,"m",null,null,null,null,null,null,null,null,null,null,{"$f":"+S27+H27/2+AD27/2","v":3.9000000000000004},null,"m",null,null,null,null,null,null,null,null,null,null,{"$f":"+AF27+AD27/2","v":1.5999999999999999},null,"m",null,null,null,null,null,null,"b=",{"$f":"+AM27+AP27+AS27","v":1.5},null,"m"]
[]
[null,null,null,null,null,null,null,null,null,null,null,null,null,null,null,null,null,"L=",{"$f":"+E27+H27+S27+AD27+AF27","v":6.9},null,"m"]
[]
[null,null,null,"KN/m²",null,null,"KN/m²","KN/m²","KN/m²",null,null,"KN/m²",null,null,null,null,null,null,null,null,null,"KN/m²",null,null,null,"KN/m²",null,null,"KN/m²","KN/m²","KN/m²",null,null,"KN/m²"]
[]
[]
[null,null,null,{"$f":"+AA16","v":109.64083175803403},null,null,{"$f":"D36+E27*(AH36-D36)/S31","v":103.43095622950969},{"$f":"D36+(E27+H27/2)*(AH36-D36)/S31","v":102.39597697475563},{"$f":"D36+(E27+H27)*(AH36-D36)/S31","v":101.36099772000158},null,null,{"$f":"D36+(E27+H27+N6)*(AH36-D36)/S31","v":96.962335887296831},null,null,null,null,null,null,null,null,null,{"$f":"SQRT(H18*2*(AH36-D36)/(S31*AP29)+D36^2)","v":92.580673682001986},null,null,null,{"$f":"D36+(E27+H27+S27-N6)*(AH36-D36)/S31","v":87.647522594510335},null,null,{"$f":"D36+(E27+H27+S27)*(AH36-D36)/S31","v":83.248860761805602},{"$f":"D36+(E27+H27+S27+AD27/2)*(AH36-D36)/S31","v":82.213881507051539},{"$f":"D36+(E27+H27+S27+AD27)*(AH36-D36)/S31","v":81.17890225229749},null,null,{"$f":"+AA15","v":73.934047469019092}]
[]
[]
[]
[]
[]
[]
[]
[null,null,null,null,null,null,null,null,null,null,null,null,"(mesnet yüz.d mesafede)"]
[null,null,null,null,null,null,null,null,null,null,null,null,null,null,null,null,null,null,null,null,null,"(mesnet yüz.d mesafede)",null,null,null,null,null,null,null,null,null,"mesnet yüzü"]
[null,null,null,null,null,null,null,null,null,null,null,null,null,null,"kesme kuvvetinin sıfır olduğu yer"]
[null,null,null,null,null,null,null,null,null,null,null,null,null,null,null,null,null,null,null,null,null,null,null,null,null,null,null,null,{"$f":"+AD18-AC56","v":262.62248522871528}]
[null,null,null,null,null,null,"kesme kuvveti diyagramı (KN)",null,null,null,null,null,null,null,null,null,null,null,null,null,null,null,null,null,null,null,{"$f":"-((AC36+AH36)/2*(AD27+AF27)*AP29-AD18)","v":237.80307388838668}]
[null,null,null,null,null,null,null,{"$f":"(D36+H36)/2*F29*AP29","v":222.63864916942913}]
[null,null,null,null,{"$f":"(D36+G36)/2*E27*AP29","v":191.76460918878934},null,null,null,null,null,null,null,null,null,null,null,null,null,null,null,null,null,null,{"$f":"-((Z36+AH36)/2*(AF27+AD27+N6)*AP29-AD18)","v":128.85662949873529}]
[]
[]
[]
[]
[null,null,null,null,null,null,null,null,null,null,null,null,null,null,null,null,null,null,null,null,null,null,null,null,null,null,null,null,null,null,null,{"$f":"(AE36+AH36)/2*AF27*AP29","v":162.86859720738238}]
[null,null,null,null,null,null,null,null,null,null,null,null,null,null,null,null,null,null,null,null,null,null,null,null,null,null,null,null,{"$f":"(AD36+AH36)/2*(AF27+AD27/2)*AP29","v":187.37751477128475}]
[null,null,null,null,null,null,null,null,null,{"$f":"-((D36+I36)/2*(F29+H27/2)*AP29-H18)","v":246.79780462635728},null,null,{"$f":"-((D36+L36)/2*(E27+H27+N6)*AP29-H18)","v":120.3666794517045}]
[null,null,null,null,null,null,{"$f":"+H18-H49","v":277.36135083057087}]
[null,null,null,null,null,{"$f":"+F29","v":1.4},null,"m",null,null,null,null,"x=",{"$f":"H18*2/(AP29*(D36+V36))-F29","v":1.8967149819995321},null,null,"m",null,null,null,null,null,null,null,null,{"$f":"+S31-N59","v":5.0032850180004687},null,"m",null,null,null,{"$f":"+AF29","v":1.5999999999999999},null,"m"]
[]
[null,null,null,null,null,null,null,null,null,null,null,null,null,null,null,null,null,null,null,null,null,{"$f":"-((D36+V36)/2*(F59+N59)*AP29*((2*D36+V36)/(D36+V36)*(F59+N59)/3)+J20-H18*N59)","v":46.001817720387635}]
[null,null,null,null,null,null,"moment diyagramı (KNm)"]
[]
[]
[]
[]
[]
[null,null,null,null,{"$f":"(D36+G36)/2*E27*AP29*((2*D36+G36)/(D36+G36)*E27/3)","v":116.17654310840798},null,null,null,null,null,null,null,null,null,null,null,null,null,null,null,null,null,null,null,null,null,{"$f":"(D36+AC36)/2*(E27+H27+S27)*AP29*((2*D36+AC36)/(D36+AC36)*(E27+H27+S27)/3)+J20-H18*(H27/2+S27)","v":172.20473411687317},null,null,null,null,{"$f":"(AE36+AH36)/2*AF27*AP29*((2*AH36+AE36)/(AH36+AE36)*AF27/3)","v":112.23302862326446}]
[null,null,null,null,null,{"$f":"(D36+H36)/2*F29*AP29*((2*D36+H36)/(D36+H36)*F29/3)","v":157.62204384050358},null,null,null,null,null,null,null,null,null,null,null,null,null,null,null,null,null,null,null,null,null,{"$f":"(AD36+AH36)/2*AF29*AP29*((2*AH36+AD36)/(AD36+AH36)*AF29/3)-AF20","v":222.25246492485741}]
[null,null,null,null,null,null,null,null,null,{"$f":"(D36+I36)/2*(E27+H27)*AP29*((2*D36+I36)/(D36+I36)*(E27+H27)/3)+J20-H18*H27/2","v":160.21130319108454}]
[null,null,null,null,null,null,{"$f":"(D36+H36)/2*F29*AP29*((2*D36+H36)/(D36+H36)*F29/3)+J20","v":212.62204384050358},null,null,null,null,null,null,null,null,null,null,null,null,null,null,null,null,null,null,null,null,null,null,{"$f":"(AD36+AH36)/2*AF29*AP29*((2*AH36+AD36)/(AD36+AH36)*AF29/3)","v":147.25246492485741}]
[]
[]
[null,"2 ADET KOLONLU SÜREKLİ TEMEL MOMENT VE KESME KUVVET HESABI \n(Zemin gerilmesi düzgün yayılı yük)\n(inş.müh. Gürcan BERBEROĞLU tel:0532 366 02 04   www.betoncelik.com )                                                                                                                                                                     "]
[null,null,null,null,null,null,null,null,null,null,null,null,null,null,null,null,null,null,null,null,null,null,null,null,null,"Dikkat sadece sarı hücrelere data girilecek."]
[null,null,null,"qt =",null,350,null,"KN/m²",null,null,"(zemin taşıma gücü)"]
[null,null,null,"d'=",50,null,"mm",null,{"$f":"IF(E77<50,\"artır.\",\"\")","v":""},null,null,"(pas payı)"]
[null,null,null,"d = h - d' =",null,null,null,{"$f":"+AK97","v":0.9},null,"-",{"$f":"+E77/1000","v":0.05},null,"=",{"$f":"+H78-K78","v":0.85},null,"m"]
[null,null,null,"zemin birim hacim ağırlığı = g =",null,null,null,null,null,null,null,null,18,null,"KN/m3"]
[null,null,null,"zemin üst kotu ile temel tabanı kotu arası mesafe h' =",null,null,null,null,null,null,null,null,null,null,null,null,null,null,1.2,null,"m"]
[null,null,null,"qnet = qt - g * h' =",null,null,null,null,null,{"$f":"+F76","v":350},null,"-",{"$f":"+M79","v":18},null,"*",{"$f":"+S80","v":1.2},null,"=",{"$f":"+J81-M81*P81","v":328.4},null,null,"KN/m²"]
[null,null,null,"qo = å N / ( b * L ) =",null,null,null,null,null,{"$f":"+H92+AD92","v":2100},null,null," /(",{"$f":"+AP103","v":1.4},null,"*",{"$f":"+S105","v":7.2580952380952377},null,")=",{"$f":"+J82/(N82*Q82)","v":206.66579189082802},null,null,"KN/m²"]
[null,null,null,"qo =",null,{"$f":"+T82","v":206.66579189082802},null,null,"KN/m²",null,{"$f":"IF(F83<N83,\"<\",\">\")","v":"<"},"qnet =",null,{"$f":"+S81","v":328.4},null,null,"KN/m²",null,null,{"$f":"IF(F83<N83,\"uygun.\",\"uygun değil.\")","v":"uygun."}]
[null,null,null,"qz = å N /  L =",null,null,null,null,{"$f":"+J82","v":2100},null,null," /",{"$f":"+S105","v":7.2580952380952377},null,"=",{"$f":"+I84/M84","v":289.3321086471592},null,null,"KN/m"]
[null,null,null,"ilk kolon noktasına göre moment alınırsa"]
[null,null,null,"M=",{"$f":"+J94","v":186},null,null,"+",{"$f":"+AD92","v":1170},null,null,"*",{"$f":"+S103","v":4},null,"+",{"$f":"+AF94","v":130},null,null,"=",{"$f":"+E86+I86*M86+P86","v":4996},null,null,"KNm"]
[null,null,null,"å N =",null,{"$f":"+J82","v":2100},null,null,"KN",null,null,"x = M / å N =",null,null,null,{"$f":"+T86","v":4996},null,null," /",{"$f":"+F87","v":2100},null,null,"=",{"$f":"+P87/T87","v":2.3790476190476189},null,"m"]
[null,null,null,"bulunan bu x mesafesine göre simetrik seçilirse zemin gerilmesi düzgün yayılı olacaktır."]
[null,null,null,"sol konsol boyu =",null,null,null,null,null,{"$f":"+F103","v":1.25},null,"m.","seçilmiş."]
[null,null,null,"sağ konsol boyu =",null,null,null,null,null,2,"*(",{"$f":"+X87","v":2.3790476190476189},null,"+",{"$f":"+F103","v":1.25},null,") -",{"$f":"+S103","v":4},null,"-",{"$f":"+F103","v":1.25},null,"=",{"$f":"+J90*(L90+O90)-R90-U90","v":2.0080952380952377},null,null,"m"]
[]
[null,null,null,null,null,null,null,930,null,null,"KN",null,null,null,null,null,null,null,null,null,null,null,null,null,null,null,null,null,null,1170,null,null,"KN"]
[null,null,null,null,null,null,"-",null,null,"+",null,null,null,null,null,null,null,null,null,null,null,null,null,null,null,null,null,null,"-",null,null,"+",null,null,null,null,null,null,null,null,null,"kesit a-a"]
[null,null,null,null,null,null,null,null,null,186,null,null,"KNm",null,null,null,null,null,null,null,null,null,null,null,null,null,null,null,null,null,null,130,null,null,"KNm"]
[null,null,null,null,null,null,null,null,null,null,null,null,null,null,null,"a"]
[null,null,null,null,null,null,null,null,null,null,null,null,null,null,null,null,null,null,null,null,null,null,null,null,null,null,null,null,null,null,null,null,null,null,null,null,"m"]
[null,null,null,null,null,null,null,null,null,null,null,null,null,null,null,null,null,null,null,null,null,null,null,null,null,null,null,null,null,null,null,null,null,null,null,null,0.9,null,null,null,null,null,null,null,null,null,{"$f":"+AK97-AU99","v":0.5},null,"m"]
[]
[null,null,null,null,null,null,null,null,null,null,null,null,null,null,null,null,null,null,null,null,null,null,null,null,null,null,null,null,null,null,null,null,null,null,null,null,null,null,null,null,null,null,null,null,null,null,0.4,null,"m"]
[null,null,null,null,null,null,null,null,null,null,null,null,null,null,null,"a"]
[null,null,null,null,1,null,"m",0.5,null,"m",null,null,null,null,null,null,null,null,3.5,null,"m",null,null,null,null,null,null,null,null,0.5,null,{"$f":"+AF103-AD101/2","v":1.7580952380952377},null,"m",null,null,null,null,0.45,null,"m",0.5,null,"m",{"$f":"+AM101","v":0.45},null,"m"]
[]
[null,null,null,null,null,{"$f":"+E101+H101/2","v":1.25},null,"m",null,null,null,null,null,null,null,null,null,null,{"$f":"+S101+H101/2+AD101/2","v":4},null,"m",null,null,null,null,null,null,null,null,null,null,{"$f":"+X90","v":2.0080952380952377},null,"m",null,null,null,null,null,null,"b=",{"$f":"+AM101+AP101+AS101","v":1.4},null,"m"]
[]
[null,null,null,null,null,null,null,null,null,null,null,null,null,null,null,null,null,"L=",{"$f":"+E101+H101+S101+AD101+AF101","v":7.2580952380952377},null,"m"]
[]
[]
[]
[]
[null,null,null,null,null,null,null,null,null,null,null,null,null,null,null,"qz =",null,{"$f":"+P84","v":289.3321086471592},null,null,"KN/m"]
[null,null,null,null,null,null,"kesme kuvveti diyagramı (KN)"]
[null,null,null,null,null,null,{"$f":"R110*F103","v":361.665135808949},null,null,null,null,null,null,null,null,null,null,null,null,null,null,null,null,null,null,null,null,null,{"$f":"+AD92-AD119","v":588.9935703975857},null,null,null,null,null,null,null,null,null,null,null,null,null,null,null,null,null,"mesnet yüzü"]
[null,null,null,null,{"$f":"+R110*E101","v":289.3321086471592},null,null,null,null,null,null,null,null,null,null,null,null,null,null,null,null,null,null,{"$f":"AC112-R110*(AD101/2+N78)","v":270.72825088571057},null,null,{"$f":"+AC112-R110*AD101/2","v":516.6605432357959}]
[]
[]
[]
[null,null,null,null,null,null,null,null,null,null,null,null,null,null,null,null,null,null,null,null,null,null,null,null,null,null,null,null,null,null,null,null,null,null,null,null,null,null,"mesnet yüz. d mesafede"]
[null,null,null,null,null,null,null,null,null,{"$f":"+G119-R110*H101/2","v":496.0018370292612},null,null,{"$f":"+G119-R110*(H101/2+N78)","v":250.06954467917586},null,null,null,null,null,null,null,null,null,null,null,null,null,null,null,null,null,null,{"$f":"+AF101*R110","v":508.67340244062456}]
[null,null,null,null,null,null,{"$f":"+H92-G112","v":568.334864191051},null,null,null,null,null,null,null,null,null,null,null,null,null,null,null,null,null,null,null,null,null,null,{"$f":"+AF103*R110","v":581.0064296024143}]
[null,null,null,null,null,{"$f":"+F103","v":1.25},null,"m",null,null,null,null,null,{"$f":"G119*S103/(G119+AC112)","v":1.9642993197278908},null,"m",null,null,null,null,null,null,null,{"$f":"+S103-N120","v":2.0357006802721092},null,"m",null,null,null,null,null,{"$f":"+AF103","v":2.0080952380952377},null,"m"]
[]
[null,null,null,null,null,null,null,null,null,null,null,null,null,null,null,null,null,null,{"$f":"-R110*(F120+N120)*(F120+N120)/2+H92*N120-J94","v":146.14918367346922}]
[null,null,null,null,null,"moment diyagramı (KNm)"]
[]
[]
[]
[null,null,null,null,{"$f":"+E113*E101/2","v":144.6660543235796},null,null,null,null,null,null,null,null,null,null,null,null,null,null,null,null,null,null,null,null,null,null,null,null,null,null,{"$f":"+AF118*AF101/2","v":447.14814328828226}]
[null,null,null,null,null,{"$f":"F103*R110*F103/2","v":226.04070988059311},null,null,null,null,null,null,null,null,null,null,null,null,null,null,null,null,null,null,null,null,null,null,null,null,{"$f":"+R110*(AF101+AD101/2)*(AF101+AD101/2)/2","v":583.35812229366206}]
[null,null,null,null,null,null,null,null,null,{"$f":"R110*(E101+H101)*(E101+H101)/2-H92*H101/2+J94","v":278.9986222280541},null,null,null,null,null,null,null,null,null,null,null,null,null,null,null,null,{"$f":"R110*(AD101+AF101)*(AD101+AF101)/2-AD92*AD101/2-AF94","v":315.15135808948935}]
[null,null,null,null,null,null,null,{"$f":"R110*F103*F103/2+J94","v":412.04070988059311},null,null,null,null,null,null,null,null,null,null,null,null,null,null,null,null,null,null,null,null,{"$f":"R110*AF103*AF103/2-AF94","v":453.35812229366206}]
[]
[]
[null,"2 ADET KOLONLU SÜREKLİ TEMEL MOMENT VE KESME KUVVET HESABI \n(Zemin gerilmesi değişken)\n(inş.müh. Gürcan BERBEROĞLU tel:0532 366 02 04   www.betoncelik.com )                                                                                                                                                                     "]
[null,null,null,null,null,null,null,null,null,null,null,null,null,null,null,null,null,null,null,null,null,null,null,null,null,"Dikkat sadece sarı hücrelere data girilecek."]
[null,null,null,"qt =",null,350,null,"KN/m²",null,null,"(zemin taşıma gücü)"]
[null,null,null,"d'=",50,null,"mm",null,{"$f":"IF(E136<50,\"artır.\",\"\")","v":""},null,null,"(pas payı)",null,null,null,null,null,null,null,null,null,null,null,null,null,null,null,null,null,"kolon altı gerilmeler"]
[null,null,null,"d = h - d' =",null,null,null,{"$f":"+AK149","v":1.1000000000000001},null,"-",{"$f":"+E136/1000","v":0.05},null,"=",{"$f":"+H137-K137","v":1.05},null,"m",null,null,null,null,null,null,null,null,null,null,null,null,null,"q1' =",null,{"$f":"+H144","v":930},null,null," /(",{"$f":"+F155","v":1.25},null,"+",{"$f":"+S155","v":4},null," /",2,")=",{"$f":"+AF137/(AJ137+AM137/AP137)","v":286.15384615384613},null,null,"KN/m"]
[null,null,null,"zemin birim hacim ağırlığı = g =",null,null,null,null,null,null,null,null,18,null,"KN/m3",null,null,null,null,null,null,null,null,null,null,null,null,null,null,"q2' =",null,{"$f":"+AD144","v":1170},null,null," /(",{"$f":"+AF155","v":1.9},null,"+",{"$f":"+S155","v":4},null," /",2,")=",{"$f":"+AF138/(AJ138+AM138/AP138)","v":300},null,null,"KN/m"]
[null,null,null,"zemin üst kotu ile temel tabanı kotu arası mesafe h' =",null,null,null,null,null,null,null,null,null,null,null,null,null,null,1.2,null,"m",null,null,null,null,null,null,null,null,"ortalama kolon altı gerilmeler"]
[null,null,null,"qnet = qt - g * h' =",null,null,null,null,null,{"$f":"+F135","v":350},null,"-",{"$f":"+M138","v":18},null,"*",{"$f":"+S139","v":1.2},null,"=",{"$f":"+J140-M140*P140","v":328.4},null,null,"KN/m²",null,null,null,null,null,null,null,"q1 =",null,{"$f":"+AR137","v":286.15384615384613},null,null,"KN/m"]
[null,null,null,"qo = qmax /  b =",null,null,null,null,{"$f":"MAX(AR137,AR138,AF140,AP141,AF142)","v":300},null,null," /",{"$f":"+AP155","v":1.5},null,"=",{"$f":"+I141/M141","v":200},null,null,"KN/m²",null,null,null,null,null,null,null,null,null,null,"q2 = (",null,{"$f":"+AR137","v":286.15384615384613},null,null,"+",{"$f":"+AR138","v":300},null,null,")/",2,"=",{"$f":"(AF141+AJ141)/AN141","v":293.07692307692309},null,null,"KN/m"]
[null,null,null,"qo =",null,{"$f":"+P141","v":200},null,null,"KN/m²",null,{"$f":"IF(F142<N142,\"<\",\">\")","v":"<"},"qnet =",null,{"$f":"+S140","v":328.4},null,null,"KN/m²",null,null,{"$f":"IF(F142<N142,\"uygun.\",\"uygun değil.\")","v":"uygun."},null,null,null,null,null,null,null,null,null,"q3 =",null,{"$f":"+AR138","v":300},null,null,"KN/m"]
[]
[null,null,null,null,null,null,null,930,null,null,"KN",null,null,null,null,null,null,null,null,null,null,null,null,null,null,null,null,null,null,1170,null,null,"KN"]
[null,null,null,null,null,null,"-",null,null,"+",null,null,null,null,null,null,null,null,null,null,null,null,null,null,null,null,null,null,"-",null,null,"+",null,null,null,null,null,null,null,null,null,"kesit a-a"]
[null,null,null,null,null,null,null,null,null,186,null,null,"KNm",null,null,null,null,null,null,null,null,null,null,null,null,null,null,null,null,null,null,130,null,null,"KNm"]
[null,null,null,null,null,null,null,null,null,null,null,null,null,null,null,"a"]
[null,null,null,null,null,null,null,null,null,null,null,null,null,null,null,null,null,null,null,null,null,null,null,null,null,null,null,null,null,null,null,null,null,null,null,null,"m"]
[null,null,null,null,null,null,null,null,null,null,null,null,null,null,null,null,null,null,null,null,null,null,null,null,null,null,null,null,null,null,null,null,null,null,null,null,1.1000000000000001,null,null,null,null,null,null,null,null,null,{"$f":"+AK149-AU151","v":0.70000000000000007},null,"m"]
[]
[null,null,null,null,null,null,null,null,null,null,null,null,null,null,null,null,null,null,null,null,null,null,null,null,null,null,null,null,null,null,null,null,null,null,null,null,null,null,null,null,null,null,null,null,null,null,0.4,null,"m"]
[null,null,null,null,null,null,null,null,null,null,null,null,null,null,null,"a"]
[null,null,null,null,1,null,"m",0.5,null,"m",null,null,null,null,null,null,null,null,3.5,null,"m",null,null,null,null,null,null,null,null,0.5,null,1.65,null,"m",null,null,null,null,0.45,null,"m",0.6,null,"m",{"$f":"+AM153","v":0.45},null,"m"]
[]
[null,null,null,null,null,{"$f":"+E153+H153/2","v":1.25},null,"m",null,null,null,null,null,null,null,null,null,null,{"$f":"+S153+H153/2+AD153/2","v":4},null,"m",null,null,null,null,null,null,null,null,null,null,{"$f":"+AD153/2+AF153","v":1.9},null,"m",null,null,null,null,null,null,"b=",{"$f":"+AM153+AP153+AS153","v":1.5},null,"m"]
[]
[null,null,null,null,null,null,null,null,null,null,null,null,null,null,null,null,null,"L=",{"$f":"+E153+H153+S153+AD153+AF153","v":7.15},null,"m"]
[]
[]
[]
[]
[null,null,null,{"$f":"+AF140","v":286.15384615384613},null,null,"KN/m",null,null,null,null,null,null,null,null,null,null,{"$f":"+AP141","v":293.07692307692309},null,null,"KN/m",null,null,null,null,null,null,null,null,null,{"$f":"+AF142","v":300},null,null,"KN/m"]
[null,null,null,null,null,null,"kesme kuvveti diyagramı (KN)"]
[null,null,null,null,null,null,{"$f":"D162*F155","v":357.69230769230768},null,null,null,null,null,null,null,null,null,null,null,null,null,null,null,null,null,null,null,null,null,{"$f":"(0.5*R162*S155^2+AC182-H182)/S155","v":586.63942307692309},null,null,null,null,null,null,null,null,null,null,null,null,null,null,null,null,null,"mesnet yüzü"]
[null,null,null,null,{"$f":"+D162*E153","v":286.15384615384613},null,null,null,null,null,null,null,null,null,null,null,null,null,null,null,null,null,null,{"$f":"AC164-R162*(AD153/2+N137)","v":205.63942307692304},null,null,{"$f":"+AC164-R162*AD153/2","v":513.37019230769238}]
[]
[]
[]
[null,null,null,null,null,null,null,null,null,null,null,null,null,null,null,null,null,null,null,null,null,null,null,null,null,null,null,null,null,null,null,null,null,null,null,null,null,null,"mesnet yüz. d mesafede"]
[null,null,null,null,null,null,null,null,null,{"$f":"+G171-R162*H153/2","v":512.39903846153857},null,null,{"$f":"+G171-R162*(H153/2+N137)","v":204.66826923076923},null,null,null,null,null,null,null,null,null,null,null,null,null,null,null,null,null,null,{"$f":"+AF153*AE162","v":495}]
[null,null,null,null,null,null,{"$f":"+R162*S155-AC164","v":585.66826923076928},null,null,null,null,null,null,null,null,null,null,null,null,null,null,null,null,null,null,null,null,null,null,{"$f":"+AF155*AE162","v":570}]
[null,null,null,null,null,{"$f":"+F155","v":1.25},null,"m",null,null,null,null,null,{"$f":"G171*S155/(G171+AC164)","v":1.9983431758530183},null,"m",null,null,null,null,null,null,null,{"$f":"+S155-N172","v":2.0016568241469814},null,"m",null,null,null,null,null,{"$f":"+AF155","v":1.9},null,"m"]
[]
[null,null,null,null,null,null,null,null,null,null,null,null,null,null,null,null,null,null,{"$f":"(((H182-AC182)/S155+R162*S155*0.5)^2/(2*R162))-H182","v":175.62540225778582}]
[null,null,null,null,null,"moment diyagramı (KNm)"]
[]
[]
[]
[null,null,null,null,{"$f":"E165*E153/2","v":143.07692307692307},null,null,null,null,null,null,null,null,null,null,null,null,null,null,null,null,null,null,null,null,null,null,null,null,null,null,{"$f":"+AF170*AF153/2","v":408.375}]
[null,null,null,null,null,{"$f":"D162*F155*F155/2","v":223.55769230769229},null,null,null,null,null,null,null,null,null,null,null,null,null,null,null,null,null,null,null,null,null,null,null,null,{"$f":"AF155*AE162*AF155/2","v":541.5}]
[null,null,null,null,null,null,null,null,null,{"$f":"H182-(J170+G171)/2*(H153/2)","v":272.29927884615381},null,null,null,null,null,null,null,null,null,null,null,null,null,null,null,null,{"$f":"+AC182-(AA165+AC164)/2*AD153/2","v":273.99879807692309}]
[null,null,null,null,null,null,null,{"$f":"F155*D162*F155/2+J146","v":409.55769230769226},null,null,null,null,null,null,null,null,null,null,null,null,null,null,null,null,null,null,null,null,{"$f":"AF155*AE162*AF155/2-AF146","v":411.5}]
[]
[]
[null,"2 ADET KOLONLU RİJİT , SÜREKLİ , DEĞİŞKEN GENİŞLİKLİ TEMEL MOMENT VE KESME KUVVET HESABI \n(Zemin gerilmesi düzgün yayılı yük)\n(inş.müh. Gürcan BERBEROĞLU tel:0532 366 02 04   www.betoncelik.com )                                                                                                                                                                     "]
[null,null,null,null,null,null,null,null,null,null,null,null,null,null,null,null,null,null,null,null,null,null,null,null,null,"Dikkat sadece sarı hücrelere data girilecek."]
[null,null,null,"qt =",null,350,null,"KN/m²",null,null,"(zemin taşıma gücü)"]
[null,null,null,"d'=",50,null,"mm",null,{"$f":"IF(E188<50,\"artır.\",\"\")","v":""},null,null,"(pas payı)"]
[null,null,null,"d = h - d' =",null,null,null,{"$f":"+AL205","v":0.9},null,"-",{"$f":"+E188/1000","v":0.05},null,"=",{"$f":"+H189-K189","v":0.85},null,"m"]
[null,null,null,"zemin birim hacim ağırlığı = g =",null,null,null,null,null,null,null,null,20,null,"KN/m3"]
[null,null,null,"zemin üst kotu ile temel tabanı kotu arası mesafe h' =",null,null,null,null,null,null,null,null,null,null,null,null,null,null,1.2,null,"m"]
[null,null,null,"qnet = qt - g * h' =",null,null,null,null,null,{"$f":"+F187","v":350},null,"-",{"$f":"+M190","v":20},null,"*",{"$f":"+S191","v":1.2},null,"=",{"$f":"+J192-M192*P192","v":326},null,null,"KN/m²"]
[null,null,null,"qo = å N / ( ( L1 + L 2 ) / 2  * L ) =",null,null,null,null,null,null,null,null,null,{"$f":"+I200+AE200","v":1700},null,null," / ( (",null,{"$f":"+C224","v":1.25},null,"+",{"$f":"+AK225","v":0.8},null,")/",2,"*",{"$f":"+T213","v":5.2},null,")=",{"$f":"+N193/((S193+V193)/Y193*AA193)","v":318.94934333958724},null,null,"KN/m²"]
[null,null,null,"qo =",null,{"$f":"+AD193","v":318.94934333958724},null,null,"KN/m²",null,{"$f":"IF(F194<N194,\"<\",\">\")","v":"<"},"qnet =",null,{"$f":"+S192","v":326},null,null,"KN/m²",null,null,{"$f":"IF(F194<N194,\"uygun.\",\"uygun değil.\")","v":"uygun."}]
[null,null,null,"ilk kolon noktasına göre moment alınırsa"]
[null,null,null,"M=",{"$f":"+K202","v":85},null,null,"+",{"$f":"+AE200","v":800},null,null,"*",{"$f":"+T211","v":2.9},null,"+",{"$f":"+AG202","v":75},null,null,"=",{"$f":"+E196+I196*M196+P196","v":2480},null,null,"KNm"]
[null,null,null,"å N =",null,{"$f":"+N193","v":1700},null,null,"KN",null,null,"x = M / å N =",null,null,null,{"$f":"+T196","v":2480},null,null," /",{"$f":"+F197","v":1700},null,null,"=",{"$f":"+P197/T197","v":1.4588235294117646},null,"m"]
[null,null,null,"ex = L / 3 * ( 2 * L2 + L1 ) / ( L1 + L2 ) =",null,null,null,null,null,null,null,null,null,null,null,{"$f":"+T213","v":5.2},null," /",3,"*(",2,"*",{"$f":"+AK225","v":0.8},null,"+",{"$f":"+C224","v":1.25},null,")/(",{"$f":"+W198","v":0.8},null,"+",{"$f":"+Z198","v":1.25},null,")=",{"$f":"P198/S198*(U198*W198+Z198)/(AC198+AF198)","v":2.409756097560976},null,"m"]
[]
[null,null,null,null,null,null,null,null,900,null,null,"KN",null,null,null,null,null,null,null,null,null,null,null,null,null,null,null,null,null,null,800,null,null,"KN"]
[null,null,null,null,null,null,null,"-",null,null,"+",null,null,null,null,null,null,null,null,null,null,null,null,null,null,null,null,null,null,"-",null,null,"+",null,null,null,null,null,null,null,null,null,"kesit a-a"]
[null,null,null,null,null,null,null,null,null,null,85,null,null,"KNm",null,null,null,null,null,null,null,null,null,null,null,null,null,null,null,null,null,null,75,null,null,"KNm"]
[null,null,null,null,null,null,null,null,null,null,null,null,null,null,null,"a"]
[null,null,null,null,null,null,null,null,null,null,null,null,null,null,null,null,null,null,null,null,null,null,null,null,null,null,null,null,null,null,null,null,null,null,null,null,null,"m"]
[null,null,null,null,null,null,null,null,null,null,null,null,null,null,null,null,null,null,null,null,null,null,null,null,null,null,null,null,null,null,null,null,null,null,null,null,null,0.9,null,null,null,null,null,null,null,null,null,{"$f":"+AL205-AV207","v":0.60000000000000009},null,"m"]
[]
[null,null,null,null,null,null,null,null,null,null,null,null,null,null,null,null,null,null,null,null,null,null,null,null,null,null,null,null,null,null,null,null,null,null,null,null,null,null,null,null,null,null,null,null,null,null,null,0.3,null,"m"]
[null,null,null,null,null,null,null,null,null,null,null,null,null,null,null,"a"]
[null,null,null,null,null,{"$f":"+G211-I209/2","v":0.7759325681492113},null,"m",0.35,null,"m",null,null,null,null,null,null,null,null,2.5,null,"m",null,null,null,null,null,null,null,null,0.45,null,{"$f":"+AG211-AE209/2","v":1.1240674318507888},null,"m",null,null,null,null,"c",null,null,0.5,null,"m",{"$f":"+AN209","v":"c"}]
[]
[null,null,null,null,null,null,{"$f":"+G217","v":0.95093256814921134},null,"m",null,null,null,null,null,null,null,null,null,null,{"$f":"+T209+I209/2+AE209/2","v":2.9},null,"m",null,null,null,null,null,null,null,null,null,null,{"$f":"+AG217","v":1.3490674318507889},null,"m",null,null,null,null,null,null,null,"b"]
[]
[null,null,null,null,null,null,null,null,null,null,null,null,null,null,null,null,null,null,"L=",5.2,null,"m"]
[]
[null,null,null,null,null,null,null,null,"ex =",null,{"$f":"+AI198","v":2.409756097560976},null,"m",null,null,null,null,null,null,null,null,null,null,null,{"$f":"+T213-K215","v":2.7902439024390242},null,"m"]
[]
[null,null,null,null,null,null,{"$f":"+K215-L217","v":0.95093256814921134},null,"m",null,"x=",{"$f":"+X197","v":1.4588235294117646},null,"m",null,null,null,null,null,null,null,null,null,null,{"$f":"+T211-L217","v":1.4411764705882353},null,"m",null,null,null,null,null,{"$f":"+Y215-Y217","v":1.3490674318507889},null,"m"]
[]
[null,null,null,null,null,null,null,null,null,null,null,null,null,null,null,null,null,null,null,null,null,null,null,null,null,null,null,null,null,null,null,null,null,null,null,null,"Not : G noktası temel ağırlık merkezidir."]
[]
[null,null,null,null,null,null,null,null,null,null,null,null,null,null,null,null,null,null,null,null,null,null,null,null,null,null,null,null,null,null,null,null,null,null,null,null,null,null,null,null,null,"nokta no",null,null,"b",null,null,"c"]
[null,null,null,null,null,null,null,null,null,null,null,null,null,null,null,null,null,null,null,null,null,null,null,null,null,null,null,null,null,null,null,null,null,null,null,null,null,null,null,null,null,null,null,null,"(m)",null,null,"(m)"]
[null,null,"m",null,null,null,null,null,null,null,null,null,null,null,null,null,null,null,null,null,null,null,null,null,null,null,null,null,null,null,null,null,null,null,null,null,null,{"$f":"IF(C224>AK225,\"\",\"azalt.\")","v":""},null,null,null,1,null,null,{"$f":"(2*(T213-F209)*(C224-AK225)/2/T213)+AK225","v":1.1828519892947797},null,null,{"$f":"(AS223-AQ209)/2","v":0.34142599464738987}]
[null,null,1.25,null,null,null,null,null,null,null,null,null,null,null,null,null,null,null,null,null,null,null,null,null,null,null,null,null,null,null,null,null,null,null,null,null,"m",null,null,null,null,2,null,null,{"$f":"(2*(T213-F209-I209/2)*(C224-AK225)/2/T213)+AK225","v":1.1677077585255491},null,null,{"$f":"(AS224-AQ209)/2","v":0.33385387926277454}]
[null,null,null,null,null,null,null,null,null,null,null,null,null,null,null,null,null,null,null,null,null,null,null,null,null,null,null,null,null,null,null,null,null,null,null,null,0.8,null,null,null,null,3,null,null,{"$f":"(2*(T213-F209-I209)*(C224-AK225)/2/T213)+AK225","v":1.1525635277563184},null,null,{"$f":"(AS225-AQ209)/2","v":0.32628176387815921}]
[null,null,null,null,null,null,null,null,null,null,null,null,null,null,null,null,null,null,null,null,null,null,null,null,null,null,null,null,null,null,null,null,null,null,null,null,null,null,null,null,null,4,null,null,{"$f":"(2*(T213-F209-I209-N189)*(C224-AK225)/2/T213)+AK225","v":1.079005835448626},null,null,{"$f":"(AS226-AQ209)/2","v":0.28950291772431302}]
[null,null,"L1=",null,null,null,null,null,null,null,null,null,null,null,null,null,null,null,null,null,null,null,null,null,null,null,null,null,null,null,null,null,null,null,null,null,null,null,null,null,null,5,null,null,{"$f":"(2*(T213-F209-I209/2-O253)*(C224-AK225)/2/T213)+AK225","v":1.0363964719444116},null,null,{"$f":"(AS227-AQ209)/2","v":0.26819823597220582}]
[null,null,null,null,null,null,null,null,null,null,null,null,null,null,null,null,null,null,null,null,null,null,null,null,null,null,null,null,null,null,null,null,null,null,null,null,"L2=",null,null,null,null,6,null,null,{"$f":"(2*(T213-F209-I209-T209+N189)*(C224-AK225)/2/T213)+AK225","v":1.0097750662178568},null,null,{"$f":"(AS228-AQ209)/2","v":0.25488753310892842}]
[null,null,null,null,null,null,null,null,null,null,null,null,null,null,null,null,null,null,null,null,null,null,null,null,null,null,null,null,null,null,null,null,null,null,null,null,null,null,null,null,null,7,null,null,{"$f":"(2*(T213-F209-I209-T209)*(C224-AK225)/2/T213)+AK225","v":0.93621737391016446},null,null,{"$f":"(AS229-AQ209)/2","v":0.21810868695508223}]
[null,null,null,null,null,null,null,null,null,null,null,null,null,null,null,null,null,null,null,null,null,null,null,null,null,null,null,null,null,null,null,null,null,null,null,null,null,null,null,null,null,8,null,null,{"$f":"(2*(T213-F209-I209-T209-AE209/2)*(C224-AK225)/2/T213)+AK225","v":0.91674622006401063},null,null,{"$f":"(AS230-AQ209)/2","v":0.20837311003200532}]
[null,null,null,null,null,null,null,null,null,null,null,null,null,null,null,null,null,null,null,null,null,null,null,null,null,null,null,null,null,null,null,null,null,null,null,null,null,null,null,null,null,9,null,null,{"$f":"(2*(T213-F209-I209-T209-AE209)*(C224-AK225)/2/T213)+AK225","v":0.8972750662178568},null,null,{"$f":"(AS231-AQ209)/2","v":0.1986375331089284}]
[]
[]
[]
[null,null,null,null,null,null,null,null,null,null,null,null,null,null,null,null,null,null,null,null,null,null,null,null,null,null,null,null,null,null,null,null,null,null,null,null,"düzgün yayılı yük"]
[null,null,null,null,null,null,null,null,null,null,null,null,null,null,{"$f":"+AD193","v":318.94934333958724},null,null,"KN/m²"]
[]
[null,null,null,null,null,null,null,null,null,null,null,null,null,"(mesnet yüz.d mesafede)"]
[null,null,null,null,null,null,null,null,null,null,null,null,null,null,null,null,null,null,null,null,null,null,"(mesnet yüz.d mesafede)",null,null,null,null,null,null,null,null,null,"mesnet yüzü"]
[null,null,null,null,null,null,null,null,null,null,null,null,null,null,null,"kesme kuvvetinin sıfır olduğu yer"]
[null,null,null,null,null,null,null,null,null,null,null,null,null,null,null,null,null,null,null,null,null,null,null,null,null,null,null,null,null,{"$f":"+AE200-AD250","v":430.65563750373201}]
[null,null,null,null,null,null,null,"kesme kuvveti diyagramı (KN)",null,null,null,null,null,null,null,null,null,null,null,null,null,null,null,null,null,null,null,{"$f":"-(O236*(AE209+AG209)*(AS229+AK225)/2-AE200)","v":364.16796633158174}]
[null,null,null,null,null,null,null,null,{"$f":"O236*G211*(C224+AS224)/2","v":366.64455734927344}]
[null,null,null,null,null,{"$f":"O236*F209*(C224+AS223)/2","v":301.04497714509449},null,null,null,null,null,null,null,null,null,null,null,null,null,null,null,null,null,null,{"$f":"-(O236*(AG209+AE209+N189)*(AK225+AS228)/2-AE200)","v":100.38193668946246}]
[]
[]
[]
[]
[null,null,null,null,null,null,null,null,null,null,null,null,null,null,null,null,null,null,null,null,null,null,null,null,null,null,null,null,null,null,null,null,{"$f":"O236*AG209*(AS231+AK225)/2","v":304.25401146410906}]
[null,null,null,null,null,null,null,null,null,null,null,null,null,null,null,null,null,null,null,null,null,null,null,null,null,null,null,null,null,{"$f":"O236*AG211*(AS230+AK225)/2","v":369.34436249626799}]
[null,null,null,null,null,null,null,null,null,null,{"$f":"-(O236*(G211+I209/2)*(C224+AS225)/2-I200)","v":468.60115487691263},null,null,{"$f":"-(O236*(F209+I209+N189)*(C224+AS226)/2-I200)","v":166.10418209725538}]
[null,null,null,null,null,null,null,{"$f":"+I200-I243","v":533.35544265072656}]
[null,null,null,null,null,null,{"$f":"+G211","v":0.95093256814921134},null,"m",null,null,null,null,"x=",{"$f":"((-((T213*(((C224-AK225)/T213)/2*O236))+((AK225+C224)/2*O236))+SQRT(((T213*(((C224-AK225)/T213)/2*O236))+((AK225+C224)/2*O236))^2-4*-(((C224-AK225)/T213)/2*O236)*(-I200)))/(2*-(((C224-AK225)/T213)/2*O236)))-G253","v":1.5173748671598102},null,null,"m",null,null,null,null,null,null,null,null,{"$f":"+T213-O253","v":3.6826251328401902},null,"m",null,null,null,{"$f":"+AG211","v":1.3490674318507889},null,"m"]
[]
[null,null,null,null,null,null,null,null,null,null,null,null,null,null,null,null,null,null,null,null,null,null,{"$f":"-((C224+AS227)/2*(G253+O253)*O236*((2*C224+AS227)/(C224+AS227)*(G253+O253)/3)-I200*O253+K202)","v":135.309287130553}]
[null,null,null,null,null,null,null,"moment diyagramı (KNm)"]
[]
[]
[]
[]
[]
[null,null,null,null,null,{"$f":"O236*F209*(C224+AS223)/2*((2*C224+AS223)/(AS223+C224)*F209/3)","v":117.86983862871084},null,null,null,null,null,null,null,null,null,null,null,null,null,null,null,null,null,null,null,null,null,{"$f":"O236*(AE209+AG209)*(AS229+AK225)/2*((2*AK225+AS229)/(AS229+AK225)*(AE209+AG209)/3)-AG202-AE200*AE209/2","v":79.043943306310609},null,null,null,null,{"$f":"O236*AG209*(AK225+AS231)/2*((2*AK225+AS231)/(AK225+AS231)*AG209/3)","v":167.73418117249065}]
[null,null,null,null,null,null,{"$f":"O236*G211*(C224+AS224)/2*((2*C224+AS224)/(AS224+C224)*G211/3)","v":176.30500007824421},null,null,null,null,null,null,null,null,null,null,null,null,null,null,null,null,null,null,null,null,null,{"$f":"O236*AG211*(AS230+AK225)/2*((2*AK225+AS230)/(AS230+AK225)*AG211/3)-AG202","v":168.4877984904083}]
[null,null,null,null,null,null,null,null,null,null,{"$f":"O236*(F209+I209)*(C224+AS225)/2*((2*C224+AS225)/(C224+AS225)*(F209+I209)/3)+K202-I200*I209/2","v":173.64612497585199}]
[null,null,null,null,null,null,null,{"$f":"O236*G211*(C224+AS224)/2*((2*C224+AS224)/(C224+AS224)*G211/3)+K202","v":261.30500007824423},null,null,null,null,null,null,null,null,null,null,null,null,null,null,null,null,null,null,null,null,null,null,{"$f":"O236*AG211*(AS230+AK225)/2*((2*AK225+AS230)/(AS230+AK225)*AG211/3)","v":243.4877984904083}]
[]
[]
[null,"2 ADET KOLONLU RİJİT , SÜREKLİ , DEĞİŞKEN GENİŞLİKLİ TEMEL MOMENT VE KESME KUVVET HESABI \n(Zemin gerilmesi trapez yayılı yük)\n(inş.müh. Gürcan BERBEROĞLU tel:0532 366 02 04   www.betoncelik.com )                                                                                                                                                                     "]
[null,null,null,null,null,null,null,null,null,null,null,null,null,null,null,null,null,null,null,null,null,null,null,null,null,"Dikkat sadece sarı hücrelere data girilecek."]
[null,null,null,"qt =",null,350,null,"KN/m²",null,null,"(zemin taşıma gücü)"]
[null,null,null,"d'=",50,null,"mm",null,{"$f":"IF(E271<50,\"artır.\",\"\")","v":""},null,null,"(pas payı)"]
[null,null,null,"d = h - d' =",null,null,null,{"$f":"+AL294","v":1.2},null,"-",{"$f":"+E271/1000","v":0.05},null,"=",{"$f":"+H272-K272","v":1.1499999999999999},null,"m"]
[null,null,null,"zemin birim hacim ağırlığı = g =",null,null,null,null,null,null,null,null,20,null,"KN/m3"]
[null,null,null,"zemin üst kotu ile temel tabanı kotu arası mesafe h' =",null,null,null,null,null,null,null,null,null,null,null,null,null,null,1.2,null,"m"]
[null,null,null,"qnet = qt - g * h' =",null,null,null,null,null,{"$f":"+F270","v":350},null,"-",{"$f":"+M273","v":20},null,"*",{"$f":"+S274","v":1.2},null,"=",{"$f":"+J275-M275*P275","v":326},null,null,"KN/m²"]
[null,null,null,"A = (",null,{"$f":"+AK314","v":0.8},null,"+",{"$f":"+C313","v":1.25},null,")/",2,"*",{"$f":"+T302","v":6.4},null,"=",{"$f":"(F276+I276)/L276*N276","v":6.56},null,null,"m²"]
[null,null,null,"I =",{"$f":"+T302","v":6.4},null,"3/",36,"*(",{"$f":"+C313","v":1.25},null,"²+",4,"*",{"$f":"+C313","v":1.25},null,"*",{"$f":"+AK314","v":0.8},null,"+",{"$f":"+AK314","v":0.8},null,"² ) / (",null,{"$f":"+C313","v":1.25},null,"+",{"$f":"+AK314","v":0.8},null,")=",{"$f":"E277^3/H277*(J277^2+M277*O277*R277+U277^2)/(Y277+AB277)","v":22.031817886178871},null,null,"m4",null,null,"(atalet momenti)"]
[null,null,null,"W = ",null,{"$f":"+AE277","v":22.031817886178871},null,null," /",{"$f":"+Y304","v":3.4341463414634146},null,"=",{"$f":"+F278/J278","v":6.4155151515151543},null,null,"m3",null,"(mukavemet momenti)"]
[null,null,null,"s = No / A + - Mo / W"]
[null,null,null,"Mo =",null,{"$f":"+K291","v":85},null,null,"+",{"$f":"+AG291","v":75},null,null,"-",{"$f":"+I289","v":350},null,null,"*",{"$f":"+L306","v":1.8908536585365858},null,"+",{"$f":"+AE289","v":650},null,null,"*",{"$f":"+Y306","v":2.0091463414634143},null,"=",{"$f":"+F280+J280-N280*R280+U280*Y280","v":804.14634146341427},null,null,"KNm",null,null,null,"(temel ortasına göre moment alınırsa)"]
[null,null,null,"No =",null,{"$f":"+I289","v":350},null,null,"+",{"$f":"+AE289","v":650},null,null,"=",{"$f":"+F281+J281","v":1000},null,null,"KN"]
[null,null,null,"s2 = No / A +  Mo / W =",null,null,null,null,null,null,{"$f":"+N281","v":1000},null,null," /",{"$f":"+Q276","v":6.56},null,null,"+",{"$f":"+AB280","v":804.14634146341427},null,null," /",{"$f":"+M278","v":6.4155151515151543},null,null,"=",{"$f":"+K282/O282+S282/W282","v":277.78302599758149},null,null,"KN/m²",null,{"$f":"IF(AA282<AJ282,\"<\",\">\")","v":"<"},"qtnet =",null,null,{"$f":"+S275","v":326},null,null,"KN/m²",null,null,{"$f":"IF(AA282<0,\"uygun değil.\",IF(AA282<AJ282,\"uygun.\",\"uygun değil.\"))","v":"uygun."}]
[null,null,null,"s1 = No / A -  Mo / W =",null,null,null,null,null,null,{"$f":"+K282","v":1000},null,null," /",{"$f":"+O282","v":6.56},null,null,"-",{"$f":"+S282","v":804.14634146341427},null,null," /",{"$f":"+W282","v":6.4155151515151543},null,null,"=",{"$f":"+K283/O283-S283/W283","v":27.095022782906298},null,null,"KN/m²",null,{"$f":"IF(AA283<AG283,\"<\",\">\")","v":">"},0,null,"KN/m²",null,null,{"$f":"IF(AA283>AJ282,\"uygun değil.\",IF(AA283>AG283,\"uygun.\",\"uygun değil.\"))","v":"uygun."}]
[null,null,null,"ex = L / 3 * ( 2 * L2 + L1 ) / ( L1 + L2 ) =",null,null,null,null,null,null,null,null,null,null,null,{"$f":"+T302","v":6.4},null," /",3,"*(",2,"*",{"$f":"+AK314","v":0.8},null,"+",{"$f":"+C313","v":1.25},null,")/(",{"$f":"+W284","v":0.8},null,"+",{"$f":"+Z284","v":1.25},null,")=",{"$f":"P284/S284*(U284*W284+Z284)/(AC284+AF284)","v":2.9658536585365858},null,"m"]
[null,null,null,"kesme kuvvetinin sıfır olduğu mesafe   x1"]
[null,null,null,"((",{"$f":"+T302","v":6.4},-3.7778706683311344E+16,"-","x1",")*(",{"$f":"+C313","v":1.25},null,"-",{"$f":"+AK314","v":0.8},null,")/",{"$f":"+T302","v":6.4},null,"+",{"$f":"+AK314","v":0.8},null,"+",{"$f":"+C313","v":1.25},null,")/",2,"*","x1","*(",{"$f":"+E327","v":27.095022782906298},null,"+",{"$f":"+E327","v":27.095022782906298},null,"+","x1","*(",{"$f":"+AI327","v":277.78302599758149},null,"-",{"$f":"+E327","v":27.095022782906298},null,")/",{"$f":"+T302","v":6.4},null,")/",2,"-",{"$f":"+I289","v":350},null,"=",0]
[null,null,null,"x1 =",null,3.340334644134209,null,null,"m",{"$f":"((E286-F287)*(J286-M286)/P286+S286+V286)/Y286*F287*(AC286+AF286+F287*(AK286-AN286)/AQ286)/AT286-AV286","v":-1.0712269670420937E-5}]
[]
[null,null,null,null,null,null,null,null,350,null,null,"KN",null,null,null,null,null,null,null,null,null,null,null,null,null,null,null,null,null,null,650,null,null,"KN"]
[null,null,null,null,null,null,null,"-",null,null,"+",null,null,null,null,null,null,null,null,null,null,null,null,null,null,null,null,null,null,"-",null,null,"+",null,null,null,null,null,null,null,null,null,"kesit a-a"]
[null,null,null,null,null,null,null,null,null,null,85,null,null,"KNm",null,null,null,null,null,null,null,null,null,null,null,null,null,null,null,null,null,null,75,null,null,"KNm"]
[null,null,null,null,null,null,null,null,null,null,null,null,null,null,null,"a"]
[null,null,null,null,null,null,null,null,null,null,null,null,null,null,null,null,null,null,null,null,null,null,null,null,null,null,null,null,null,null,null,null,null,null,null,null,null,"m"]
[null,null,null,null,null,null,null,null,null,null,null,null,null,null,null,null,null,null,null,null,null,null,null,null,null,null,null,null,null,null,null,null,null,null,null,null,null,1.2,null,null,null,null,null,null,null,null,null,{"$f":"+AL294-AV296","v":0.89999999999999991},null,"m"]
[]
[null,null,null,null,null,null,null,null,null,null,null,null,null,null,null,null,null,null,null,null,null,null,null,null,null,null,null,null,null,null,null,null,null,null,null,null,null,null,null,null,null,null,null,null,null,null,null,0.3,null,"m"]
[null,null,null,null,null,null,null,null,null,null,null,null,null,null,null,"a"]
[null,null,null,null,null,0.9,null,"m",0.35,null,"m",null,null,null,null,null,null,null,null,3.5,null,"m",null,null,null,null,null,null,null,null,0.45,null,1.2,null,"m",null,null,null,null,"c",null,null,0.6,null,"m",{"$f":"+AN298","v":"c"}]
[]
[null,null,null,null,null,null,{"$f":"+F298+I298/2","v":1.075},null,"m",null,null,null,null,null,null,null,null,null,null,{"$f":"+T298+I298/2+AE298/2","v":3.9},null,"m",null,null,null,null,null,null,null,null,null,null,{"$f":"+AG298+AE298/2","v":1.425},null,"m",null,null,null,null,null,null,null,"b"]
[]
[null,null,null,null,null,null,null,null,null,null,null,null,null,null,null,null,null,null,"L=",{"$f":"+F298+I298+T298+AE298+AG298","v":6.4},null,"m"]
[]
[null,null,null,null,null,null,null,null,"ex =",null,{"$f":"+AI284","v":2.9658536585365858},null,"m",null,null,null,null,null,null,null,null,null,null,null,{"$f":"+T302-K304","v":3.4341463414634146},null,"m"]
[]
[null,null,null,null,null,null,{"$f":"+G300","v":1.075},null,"m",null,"x=",{"$f":"+K304-G306","v":1.8908536585365858},null,"m",null,null,null,null,null,null,null,null,null,null,{"$f":"+T300-L306","v":2.0091463414634143},null,"m",null,null,null,null,null,{"$f":"+AG300","v":1.425},null,"m"]
[]
[null,null,null,null,null,null,null,null,null,null,null,null,null,null,null,null,null,null,null,null,null,null,null,null,null,null,null,null,null,null,null,null,null,null,null,null,"Not : G noktası temel ağırlık merkezidir."]
[]
[null,null,null,null,null,null,null,null,null,null,null,null,null,null,null,null,null,null,null,null,null,null,null,null,null,null,null,null,null,null,null,null,null,null,null,null,null,null,null,null,null,"nokta no",null,null,"b",null,null,"c"]
[null,null,null,null,null,null,null,null,null,null,null,null,null,null,null,null,null,null,null,null,null,null,null,null,null,null,null,null,null,null,null,null,null,null,null,null,null,null,null,null,null,null,null,null,"(m)",null,null,"(m)"]
[null,null,"m",null,null,null,null,null,null,null,null,null,null,null,null,null,null,null,null,null,null,null,null,null,null,null,null,null,null,null,null,null,null,null,null,null,null,{"$f":"IF(C313>AK314,\"\",\"azalt.\")","v":""},null,null,null,1,null,null,{"$f":"(2*(T302-F298)*(C313-AK314)/2/T302)+AK314","v":1.18671875},null,null,{"$f":"(AS312-AQ298)/2","v":0.29335937500000003}]
[null,null,1.25,null,null,null,null,null,null,null,null,null,null,null,null,null,null,null,null,null,null,null,null,null,null,null,null,null,null,null,null,null,null,null,null,null,"m",null,null,null,null,2,null,null,{"$f":"(2*(T302-F298-I298/2)*(C313-AK314)/2/T302)+AK314","v":1.1744140624999999},null,null,{"$f":"(AS313-AQ298)/2","v":0.28720703124999997}]
[null,null,null,null,null,null,null,null,null,null,null,null,null,null,null,null,null,null,null,null,null,null,null,null,null,null,null,null,null,null,null,null,null,null,null,null,0.8,null,null,null,null,3,null,null,{"$f":"(2*(T302-F298-I298)*(C313-AK314)/2/T302)+AK314","v":1.162109375},null,null,{"$f":"(AS314-AQ298)/2","v":0.28105468750000001}]
[null,null,null,null,null,null,null,null,null,null,null,null,null,null,null,null,null,null,null,null,null,null,null,null,null,null,null,null,null,null,null,null,null,null,null,null,null,null,null,null,null,4,null,null,{"$f":"(2*(T302-F298-I298-N272)*(C313-AK314)/2/T302)+AK314","v":1.08125},null,null,{"$f":"(AS315-AQ298)/2","v":0.24062500000000003}]
[null,null,"L1=",null,null,null,null,null,null,null,null,null,null,null,null,null,null,null,null,null,null,null,null,null,null,null,null,null,null,null,null,null,null,null,null,null,null,null,null,null,null,5,null,null,{"$f":"(2*(T302-F298-I298/2-O350)*(C313-AK314)/2/T302)+AK314","v":1.0151327203343135},null,null,{"$f":"(AS316-AQ298)/2","v":0.20756636016715674}]
[null,null,null,null,null,null,null,null,null,null,null,null,null,null,null,null,null,null,null,null,null,null,null,null,null,null,null,null,null,null,null,null,null,null,null,null,"L2=",null,null,null,null,6,null,null,{"$f":"(2*(T302-F298-I298-T298+N272)*(C313-AK314)/2/T302)+AK314","v":0.99687500000000007},null,null,{"$f":"(AS317-AQ298)/2","v":0.19843750000000004}]
[null,null,null,null,null,null,null,null,null,null,null,null,null,null,null,null,null,null,null,null,null,null,null,null,null,null,null,null,null,null,null,null,null,null,null,null,null,null,null,null,null,7,null,null,{"$f":"(2*(T302-F298-I298-T298)*(C313-AK314)/2/T302)+AK314","v":0.916015625},null,null,{"$f":"(AS318-AQ298)/2","v":0.15800781250000001}]
[null,null,null,null,null,null,null,null,null,null,null,null,null,null,null,null,null,null,null,null,null,null,null,null,null,null,null,null,null,null,null,null,null,null,null,null,null,null,null,null,null,8,null,null,{"$f":"(2*(T302-F298-I298-T298-AE298/2)*(C313-AK314)/2/T302)+AK314","v":0.90019531250000007},null,null,{"$f":"(AS319-AQ298)/2","v":0.15009765625000004}]
[null,null,null,null,null,null,null,null,null,null,null,null,null,null,null,null,null,null,null,null,null,null,null,null,null,null,null,null,null,null,null,null,null,null,null,null,null,null,null,null,null,9,null,null,{"$f":"(2*(T302-F298-I298-T298-AE298)*(C313-AK314)/2/T302)+AK314","v":0.88437500000000002},null,null,{"$f":"(AS320-AQ298)/2","v":0.14218750000000002}]
[]
[null,null,null,null,null,null,null,null,null,null,null,"x1=",null,{"$f":"+F287","v":3.340334644134209},null,null,"m",null,null,null,null,null,null,null,null,null,{"$f":"+T302-N322","v":3.0596653558657914},null,null,"m"]
[]
[null,null,null,null,"KN/m²",null,null,"KN/m²","KN/m²","KN/m²",null,null,"KN/m²",null,null,null,null,null,null,null,null,null,"KN/m²",null,null,null,"KN/m²",null,null,"KN/m²","KN/m²","KN/m²",null,null,"KN/m²"]
[]
[]
[null,null,null,null,{"$f":"+AA283","v":27.095022782906298},null,null,{"$f":"F298*(AI327-E327)/T302+E327","v":62.348023234969993},{"$f":"(F298+I298/2)*(AI327-E327)/T302+E327","v":69.202773322871266},{"$f":"(F298+I298)*(AI327-E327)/T302+E327","v":76.057523410772546},null,null,{"$f":"(F298+I298+N272)*(AI327-E327)/T302+E327","v":121.10302398840948},null,null,null,null,null,null,null,null,null,{"$f":"N322*(AI327-E327)/T302+E327","v":157.93593247146993},null,null,null,{"$f":"(G300+T300-AE298/2-N272)*(AI327-E327)/T302+E327","v":168.10702459116106},null,null,{"$f":"(G300+T300-AE298/2)*(AI327-E327)/T302+E327","v":213.15252516879804},{"$f":"(G300+T300)*(AI327-E327)/T302+E327","v":221.96577528181393},{"$f":"(G300+T300+AE298/2)*(AI327-E327)/T302+E327","v":230.77902539482983},null,null,{"$f":"+AA282","v":277.78302599758149}]
[]
[]
[]
[]
[null,null,null,null,null,null,null,null,null,null,null,null,null,null,null,null,null,null,null,null,null,null,null,null,null,null,null,null,null,null,null,null,null,null,null,null,"trapez yayılı yük"]
[]
[]
[null,null,null,null,null,null,null,null,null,null,null,null,null,"(mesnet yüz.d mesafede)"]
[null,null,null,null,null,null,null,null,null,null,null,null,null,null,null,null,null,null,null,null,null,null,"(mesnet yüz.d mesafede)",null,null,null,null,null,null,null,null,null,"mesnet yüzü"]
[null,null,null,null,null,null,null,null,null,null,null,null,null,null,null,"kesme kuvvetinin sıfır olduğu yer"]
[null,null,null,null,null,null,null,null,null,null,null,null,null,null,null,null,null,null,null,null,null,null,null,null,null,null,null,null,null,{"$f":"+AE289-AD347","v":347.30485966453023}]
[null,null,null,null,null,null,null,"kesme kuvveti diyagramı (KN)",null,null,null,null,null,null,null,null,null,null,null,null,null,null,null,null,null,null,null,{"$f":"-((AI327+AD327)/2*(AE298+AG298)*(AS318+AK314)/2-AE289)","v":302.48810587383366}]
[null,null,null,null,null,null,null,null,{"$f":"(E327+I327)/2*G300*(C313+AS313)/2","v":62.743915224150051}]
[null,null,null,null,null,{"$f":"(E327+H327)/2*F298*(C313+AS312)/2","v":49.038198139996204},null,null,null,null,null,null,null,null,null,null,null,null,null,null,null,null,null,null,{"$f":"-((AI327+AA327)/2*(AG298+AE298+N272)*(AK314+AS317)/2-AE289)","v":89.15392074384738}]
[]
[]
[]
[]
[null,null,null,null,null,null,null,null,null,null,null,null,null,null,null,null,null,null,null,null,null,null,null,null,null,null,null,null,null,null,null,null,{"$f":"(AI327+AF327)/2*AG298*(AS320+AK314)/2","v":256.98276159422784}]
[null,null,null,null,null,null,null,null,null,null,null,null,null,null,null,null,null,null,null,null,null,null,null,null,null,null,null,null,null,{"$f":"(AI327+AE327)/2*AG300*(AS319+AK314)/2","v":302.69514033546977}]
[null,null,null,null,null,null,null,null,null,null,{"$f":"-((E327+J327)/2*(G300+I298/2)*(C313+AS314)/2-I289)","v":272.24524258472081},null,null,{"$f":"-((E327+M327)/2*(F298+I298+N272)*(C313+AS315)/2-I289)","v":142.70798207862208}]
[null,null,null,null,null,null,null,{"$f":"+I289-I340","v":287.25608477584996}]
[null,null,null,null,null,null,{"$f":"+G300","v":1.075},null,"m",null,null,null,null,"x=",{"$f":"+N322-G350","v":2.2653346441342093},null,null,"m",null,null,null,null,null,null,null,null,{"$f":"+T302-O350","v":4.1346653558657911},null,"m",null,null,null,{"$f":"+AG300","v":1.425},null,"m"]
[]
[null,null,null,null,null,null,null,null,null,null,null,null,null,null,null,null,null,null,null,null,null,null,{"$f":"-((C313+AS316)/2*(G350+O350)*(E327+W327)/2*((2*C313+AS316)/(C313+AS316)*(G350+O350)/3)-I289*O350+K291)","v":103.10466143635153}]
[null,null,null,null,null,null,null,"moment diyagramı (KNm)"]
[]
[]
[]
[]
[]
[null,null,null,null,null,{"$f":"(E327+H327)/2*F298*(C313+AS312)/2*((2*C313+AS312)/(AS312+C313)*F298/3)","v":22.258216449757175},null,null,null,null,null,null,null,null,null,null,null,null,null,null,null,null,null,null,null,null,null,{"$f":"(AI327+AD327)/2*(AE298+AG298)*(AS318+AK314)/2*((2*AK314+AS318)/(AS318+AK314)*(AE298+AG298)/3)-AG291-AE289*AE298/2","v":58.986344306089336},null,null,null,null,{"$f":"(AI327+AF327)/2*AG298*(AK314+AS320)/2*((2*AK314+AS320)/(AK314+AS320)*AG298/3)","v":151.61506157136262}]
[null,null,null,null,null,null,{"$f":"(E327+I327)/2*G300*(C313+AS313)/2*((2*C313+AS313)/(AS313+C313)*G300/3)","v":34.075334270397434},null,null,null,null,null,null,null,null,null,null,null,null,null,null,null,null,null,null,null,null,null,{"$f":"(AI327+AE327)/2*AG300*(AS319+AK314)/2*((2*AK314+AS319)/(AS319+AK314)*AG300/3)-AG291","v":136.43368563254634}]
[null,null,null,null,null,null,null,null,null,null,{"$f":"(E327+J327)/2*(F298+I298)*(C313+AS314)/2*((2*C313+AS314)/(C313+AS314)*(F298+I298)/3)+K291-I289*I298/2","v":72.936966988410404}]
[null,null,null,null,null,null,null,{"$f":"(E327+I327)/2*G300*(C313+AS313)/2*((2*C313+AS313)/(C313+AS313)*G300/3)+K291","v":119.07533427039743},null,null,null,null,null,null,null,null,null,null,null,null,null,null,null,null,null,null,null,null,null,null,{"$f":"(AI327+AE327)/2*AG300*(AS319+AK314)/2*((2*AK314+AS319)/(AS319+AK314)*AG300/3)","v":211.43368563254634}]
[]
[]
[null,"3 ADET KOLONLU SÜREKLİ TEMEL MOMENT VE KESME KUVVET HESABI \n(Zemin gerilmesi düzgün yayılı yük)\n(inş.müh. Gürcan BERBEROĞLU tel:0532 366 02 04   www.betoncelik.com )                                                                                                                                                                     "]
[null,null,null,null,null,null,null,null,null,null,null,null,null,null,null,null,null,null,null,null,null,null,null,null,null,"Dikkat sadece sarı hücrelere data girilecek."]
[null,null,null,"qt =",null,350,null,"KN/m²",null,null,"(zemin taşıma gücü)"]
[null,null,null,"d'=",50,null,"mm",null,{"$f":"IF(E368<50,\"artır.\",\"\")","v":""},null,null,"(pas payı)"]
[null,null,null,"d = h - d' =",null,null,null,{"$f":"+AE388","v":0.9},null,"-",{"$f":"+E368/1000","v":0.05},null,"=",{"$f":"+H369-K369","v":0.85},null,"m"]
[null,null,null,"zemin birim hacim ağırlığı = g =",null,null,null,null,null,null,null,null,18,null,"KN/m3"]
[null,null,null,"zemin üst kotu ile temel tabanı kotu arası mesafe h' =",null,null,null,null,null,null,null,null,null,null,null,null,null,null,1.2,null,"m"]
[null,null,null,"qnet = qt - g * h' =",null,null,null,null,null,{"$f":"+F367","v":350},null,"-",{"$f":"+M370","v":18},null,"*",{"$f":"+S371","v":1.2},null,"=",{"$f":"+J372-M372*P372","v":328.4},null,null,"KN/m²"]
[null,null,null,"qo = å N / ( b * L ) =",null,null,null,null,null,{"$f":"+F383+P383+Z383","v":236},null,null," /(",{"$f":"+AJ394","v":0.89999999999999991},null,"*",{"$f":"+P396","v":11.511016949152541},null,")=",{"$f":"+J373/(N373*Q373)","v":22.780109123332274},null,null,"KN/m²"]
[null,null,null,"qo =",null,{"$f":"+T373","v":22.780109123332274},null,null,"KN/m²",null,{"$f":"IF(F374<N374,\"<\",\">\")","v":"<"},"qnet =",null,{"$f":"+S372","v":328.4},null,null,"KN/m²",null,null,{"$f":"IF(F374<N374,\"uygun.\",\"uygun değil.\")","v":"uygun."}]
[null,null,null,"qz = å N /  L =",null,null,null,null,{"$f":"+J373","v":236},null,null," /",{"$f":"+P396","v":11.511016949152541},null,"=",{"$f":"+I375/M375","v":20.502098210999044},null,null,"KN/m"]
[null,null,null,"ilk kolon noktasına göre moment alınırsa"]
[null,null,null,"M=",{"$f":"+H385","v":5.5},null,null,"+",{"$f":"+P383","v":120},null,null,"*",{"$f":"+J394","v":3.8000000000000003},null,"+",{"$f":"+R385","v":6},null,null,"+",{"$f":"+Z383","v":65},null,null,"*",{"$f":"+U394+J394","v":8.8000000000000007},null,"+",{"$f":"+AB385","v":12},null,null,"=",{"$f":"+E377+I377*M377+P377+T377*X377+AA377","v":1051.5},null,null,"KNm"]
[null,null,null,"å N =",null,{"$f":"+J373","v":236},null,null,"KN",null,null,"x = M / å N =",null,null,null,{"$f":"+AE377","v":1051.5},null,null," /",{"$f":"+F378","v":236},null,null,"=",{"$f":"+P378/T378","v":4.4555084745762707},null,"m"]
[null,null,null,"bulunan bu x mesafesine göre simetrik seçilirse zemin gerilmesi düzgün yayılı olacaktır."]
[null,null,null,"sol konsol boyu =",null,null,null,null,null,{"$f":"+D394","v":1.2999999999999998},null,"m.","seçilmiş."]
[null,null,null,"sağ konsol boyu =",null,null,null,null,null,2,"*(",{"$f":"+X378","v":4.4555084745762707},null,"+",{"$f":"+D394","v":1.2999999999999998},null,") -",{"$f":"+U394","v":5.0000000000000009},null,"-",{"$f":"+J394","v":3.8000000000000003},null,"-",{"$f":"+D394","v":1.2999999999999998},null,"=",{"$f":"+J381*(L381+O381)-R381-U381-X381","v":1.4110169491525402},null,null,"m"]
[]
[null,null,null,null,null,51,null,null,"KN",null,null,null,null,null,null,120,null,null,"KN",null,null,null,null,null,null,65,null,null,"KN"]
[null,null,null,null,"-",null,null,"+",null,null,null,null,null,null,"-",null,null,"+",null,null,null,null,null,null,"-",null,null,"+",null,null,null,null,null,null,null,"kesit a-a"]
[null,null,null,null,null,null,null,5.5,null,null,"KNm",null,null,null,null,null,null,6,null,null,"KNm",null,null,null,null,null,null,12,null,null,"KNm"]
[null,null,null,null,null,null,null,null,null,null,null,null,null,"a"]
[null,null,null,null,null,null,null,null,null,null,null,null,null,null,null,null,null,null,null,null,null,null,null,null,null,null,null,null,null,null,"m"]
[null,null,null,null,null,null,null,null,null,null,null,null,null,null,null,null,null,null,null,null,null,null,null,null,null,null,null,null,null,null,0.9,null,null,null,null,null,null,null,null,null,{"$f":"+AE388-AO390","v":0.60000000000000009},null,"m"]
[]
[null,null,null,null,null,null,null,null,null,null,null,null,null,null,null,null,null,null,null,null,null,null,null,null,null,null,null,null,null,null,null,null,null,null,null,null,null,null,null,null,0.3,null,"m"]
[null,null,null,null,null,null,null,null,null,null,null,null,null,"a"]
[null,null,null,1.1499999999999999,null,0.3,null,"m",null,3.45,null,"m",null,null,null,0.4,null,"m",null,null,4.6500000000000004,null,"m",null,null,0.3,null,{"$f":"+AA394-Z392/2","v":1.2610169491525403},null,"m",null,null,0.2,null,"m",0.5,null,"m",{"$f":"+AG392","v":0.2},null,"m"]
[]
[null,null,null,{"$f":"+D392+F392/2","v":1.2999999999999998},null,"m",null,null,null,{"$f":"+F392/2+J392+P392/2","v":3.8000000000000003},null,"m",null,null,null,null,null,null,null,null,{"$f":"+P392/2+U392+Z392/2","v":5.0000000000000009},null,"m",null,null,null,{"$f":"+AA381","v":1.4110169491525402},null,"m",null,null,null,null,null,"b=",{"$f":"+AG392+AJ392+AM392","v":0.89999999999999991},null,"m"]
[]
[null,null,null,null,null,null,null,null,null,null,null,null,null,null,"L=",{"$f":"+D392+F392+J392+P392+U392+Z392+AB392","v":11.511016949152541},null,"m"]
[null,null,null,null,null,null,null,null,null,null,null,null,null,null,null,null,null,null,null,null,null,null,null,null,null,null,null,null,null,null,null,null,null,"ankastrelik momentleri"]
[null,null,"a",null,null,"b",null,null,null,null,null,null,null,null,null,"c",null,null,null,null,null,null,null,null,null,"d",null,null,null,"e",null,null,null,"Mba =",null,{"$f":"+P401","v":20.502098210999044},null,null,"*",{"$f":"+D394","v":1.2999999999999998},null,"² /",2,"=",{"$f":"+AJ398*AN398^2/AQ398","v":17.324272988294187},null,null,"KNm"]
[null,null,null,null,null,null,null,null,null,null,null,null,null,null,null,null,null,null,null,null,null,null,null,null,null,null,null,null,null,null,null,null,null,"Mbc =",null,{"$f":"-P401","v":-20.502098210999044},null,null,"*",{"$f":"+D394","v":1.2999999999999998},null,"² /",2,"-",{"$f":"H385","v":5.5},null,"=",{"$f":"+AJ399*AN399^2/AQ399-AS399","v":-22.824272988294187},null,null,"KNm"]
[null,null,null,null,null,null,null,null,null,null,null,null,null,null,null,null,null,null,null,null,null,null,null,null,null,null,null,null,null,null,null,null,null,"Mcb =",null,{"$f":"P401","v":20.502098210999044},null,null,"*",{"$f":"+J394","v":3.8000000000000003},null,"² /",8,"=",{"$f":"+AJ400*AN400^2/AQ400","v":37.006287270853278},null,null,"KNm"]
[null,null,null,null,null,null,null,null,null,null,null,null,null,"qz =",null,{"$f":"+P375","v":20.502098210999044},null,null,"KN/m",null,null,null,null,null,null,null,null,null,null,null,null,null,null,"Mcd =",null,{"$f":"-P401","v":-20.502098210999044},null,null,"*",{"$f":"+U394","v":5.0000000000000009},null,"² /",8,"=",{"$f":"+AJ401*AN401^2/AQ401","v":-64.069056909372037},null,null,"KNm"]
[null,null,null,null,null,null,null,null,null,null,null,null,null,null,null,null,null,null,null,null,null,null,null,null,null,null,null,null,null,null,null,null,null,"Mdc =",null,{"$f":"P401","v":20.502098210999044},null,null,"*",{"$f":"+AA394","v":1.4110169491525402},null,"² /",2,"-",{"$f":"AB385","v":12},null,"=",{"$f":"+AJ402*AN402^2/AQ402-AS402","v":8.4095192520061204},null,null,"KNm"]
[null,null,null,1,null,null,1,null,null,null,null,null,null,{"$f":"(3/J394)/(3/J394+3/U394)","v":0.56818181818181812},null,null,{"$f":"(3/U394)/(3/J394+3/U394)","v":0.43181818181818177},null,null,null,null,null,null,1,null,null,1,null,null,null,null,null,null,"Mde =",null,{"$f":"-P401","v":-20.502098210999044},null,null,"*",{"$f":"+AA394","v":1.4110169491525402},null,"² /",2,"=",{"$f":"+AJ403*AN403^2/AQ403","v":-20.40951925200612},null,null,"KNm"]
[null,null,null,{"$f":"(P401*D394^2/2)","v":17.324272988294187},null,null,{"$f":"-(P401*D394^2/2)-H385","v":-22.824272988294187},null,null,null,null,null,null,{"$f":"P401*J394^2/8","v":37.006287270853278},null,null,{"$f":"-P401*U394^2/8","v":-64.069056909372037},null,null,null,null,null,null,{"$f":"P401*AA394^2/2-AB385","v":8.4095192520061204},null,null,{"$f":"-P401*AA394^2/2","v":-20.40951925200612}]
[null,null,null,null,null,null,null,null,null,null,null,null,null,{"$f":"+G404/2","v":-11.412136494147093},null,null,{"$f":"+X404/2","v":4.2047596260030602}]
[null,null,null,null,null,null,null,null,null,null,null,null,null,{"$f":"-(N404+Q404+N405+Q405+R385)*N403","v":16.06258324242204},null,null,{"$f":"-(N404+Q404+N405+Q405+R385)*Q403","v":12.207563264240749}]
[null,null,null,{"$f":"SUM(D404:F406)","v":17.324272988294187},null,null,{"$f":"SUM(G404:I406)","v":-22.824272988294187},null,null,null,{"$f":"(((-G407-N407)/J394+P401*J394*0.5)^2/(2*P401))+G407","v":5.3647725043160932},null,null,{"$f":"SUM(N404:P406)","v":41.656734019128223},null,null,{"$f":"SUM(Q404:S406)","v":-47.65673401912823},null,null,null,{"$f":"(((-Q407-X407)/U394+P401*U394*0.5)^2/(2*P401))+Q407","v":37.538550982304109},null,null,{"$f":"SUM(X404:Z406)","v":8.4095192520061204},null,null,{"$f":"SUM(AA404:AC406)","v":-20.40951925200612}]
[null,null,null,null,null,"kesme kuvveti diyagramı (KN)"]
[null,null,null,null,{"$f":"P401*D394","v":26.652727674298752},null,null,null,null,null,null,null,null,null,{"$f":"(0.5*P401*J394^2+N407+G407)/J394","v":43.909897398486095},null,null,null,null,null,null,null,null,null,{"$f":"(0.5*P401*U394^2+X407+Q407)/U394","v":43.405802574073199},null,null,null,null,null,null,null,null,null,null,null,null,null,null,null,null,"mesnet yüzü"]
[null,null,{"$f":"(E409*(D394-F392/2)/D394)","v":23.577412942648898},null,null,null,null,null,null,null,null,null,{"$f":"(O409*(M417-P392/2)/M417)","v":39.809477756286292},null,null,null,null,null,null,null,null,null,{"$f":"(Y409*(W417-Z392/2)/W417)","v":40.330487842423345}]
[null,null,null,null,null,null,null,null,null,null,null,{"$f":"(O409*(M417-P392/2-$N$369)/M417)","v":22.382694276937105},null,null,null,null,null,null,null,null,null,{"$f":"(Y409*(W417-Z392/2-$N$369)/W417)","v":22.903704363074159}]
[]
[]
[null,null,null,null,null,null,null,null,{"$f":"(F416*(H417-F392/2-$N$369)/H417)","v":13.495977592311229},null,null,null,null,null,null,null,null,null,{"$f":"(P416*(R417-P392/2-$N$369)/R417)","v":37.577485359373036},null,null,null,null,null,null,null,null,null,null,null,null,null,null,"mesnet yüz. d mesafede"]
[null,null,null,null,null,null,null,{"$f":"(F416*(H417-F392/2)/H417)","v":30.922761071660418},null,null,null,null,null,null,null,null,null,{"$f":"(P416*(R417-P392/2)/R417)","v":55.004268838722226},null,null,null,null,null,null,null,null,null,{"$f":"(Z416*(AA394-Z392/2)/AA394)","v":25.853493337259771}]
[null,null,null,null,null,{"$f":"+P401*J394-O409","v":33.998075803310272},null,null,null,null,null,null,null,null,null,{"$f":"+P401*U394-Y409","v":59.104688480922043},null,null,null,null,null,null,null,null,null,{"$f":"+AA394*P401","v":28.928808068909625}]
[null,null,null,{"$f":"+D394","v":1.2999999999999998},null,"m",null,{"$f":"F416*J394/(F416+O409)","v":1.6582729949596502},null,"m",null,null,{"$f":"+J394-H417","v":2.1417270050403499},null,"m",null,null,{"$f":"P416*U394/(P416+Y409)","v":2.8828604698231972},null,"m",null,null,{"$f":"+U394-R417","v":2.1171395301768037},null,"m",null,{"$f":"+AA394","v":1.4110169491525402},null,"m"]
[]
[null,null,null,null,null,"moment diyagramı (KNm)"]
[null,null,null,null,null,null,null,null,null,null,{"$f":"+K407","v":5.3647725043160932},null,null,null,null,null,null,null,null,null,{"$f":"+U407","v":37.538550982304109}]
[]
[]
[]
[null,null,{"$f":"C410*(D394-F392/2)/2","v":13.557012442023115},null,null,null,null,{"$f":"E426-(H415+F416)/2*(F392/2)","v":17.955210222671386},null,null,null,null,{"$f":"+N425-(M410+O409)/2*P392/2","v":33.284796503650981},null,null,null,null,null,null,null,null,null,null,null,null,null,null,{"$f":"AB415*(AA394-Z392/2)/2","v":16.30084664654342}]
[null,null,null,{"$f":"+D407","v":17.324272988294187},null,null,null,null,null,null,null,null,null,{"$f":"+N407","v":41.656734019128223},null,null,null,{"$f":"P427-(R415+P416)/2*(P392/2)","v":36.245838287163799},null,null,null,null,{"$f":"+Z427-(W410+Y409)/2*Z392/2","v":2.1292974707688801},null,null,null,{"$f":"-AA407","v":20.40951925200612}]
[null,null,null,null,{"$f":"-G407","v":22.824272988294187}]
[null,null,null,null,null,null,null,null,null,null,null,null,null,null,null,{"$f":"-Q407","v":47.65673401912823},null,null,null,null,null,null,null,null,null,{"$f":"+X407","v":8.4095192520061204}]
[]
[]
[null,"3 ADET KOLONLU SÜREKLİ TEMEL MOMENT VE KESME KUVVET HESABI \n(Zemin gerilmesi değişken)\n(inş.müh. Gürcan BERBEROĞLU tel:0532 366 02 04   www.betoncelik.com )                                                                                                                                                                     "]
[null,null,null,null,null,null,null,null,null,null,null,null,null,null,null,null,null,null,null,null,null,null,null,null,null,"Dikkat sadece sarı hücrelere data girilecek."]
[null,null,null,"qt =",null,350,null,"KN/m²",null,null,"(zemin taşıma gücü)"]
[null,null,null,"d'=",50,null,"mm",null,{"$f":"IF(E433<50,\"artır.\",\"\")","v":""},null,null,"(pas payı)"]
[null,null,null,"d = h - d' =",null,null,null,{"$f":"+AE450","v":0.9},null,"-",{"$f":"+E433/1000","v":0.05},null,"=",{"$f":"+H434-K434","v":0.85},null,"m"]
[null,null,null,"zemin birim hacim ağırlığı = g =",null,null,null,null,null,null,null,null,18,null,"KN/m3"]
[null,null,null,"zemin üst kotu ile temel tabanı kotu arası mesafe h' =",null,null,null,null,null,null,null,null,null,null,null,null,null,null,1.2,null,"m"]
[null,null,null,"qnet = qt - g * h' =",null,null,null,null,null,{"$f":"+F432","v":350},null,"-",{"$f":"+M435","v":18},null,"*",{"$f":"+S436","v":1.2},null,"=",{"$f":"+J437-M437*P437","v":328.4},null,null,"KN/m²"]
[null,null,null,"qo = qmax /  b =",null,null,null,null,{"$f":"MAX(AB440,AL441,R441,R443,T442,AL442,AB443)","v":18.666666666666668},null,null," /",{"$f":"+AJ456","v":0.89999999999999991},null,"=",{"$f":"+I438/M438","v":20.740740740740744},null,null,"KN/m²"]
[null,null,null,"qo =",null,{"$f":"+P438","v":20.740740740740744},null,null,"KN/m²",null,{"$f":"IF(F439<N439,\"<\",\">\")","v":"<"},"qnet =",null,{"$f":"+S437","v":328.4},null,null,"KN/m²",null,null,{"$f":"IF(F439<N439,\"uygun.\",\"uygun değil.\")","v":"uygun."},null,null,null,null,null,"ortalama kolon altı gerilmeler"]
[null,null,null,"kolon altı gerilmeler",null,null,null,null,null,null,null,null,null,null,null,null,null,null,null,null,null,null,null,null,null,"q1 =",null,{"$f":"+R441","v":15.789473684210526},null,null,"KN/m"]
[null,null,null,"q1' =",null,{"$f":"+F445","v":90},null,null," /(",{"$f":"+D456","v":1.7},null,"+",{"$f":"+J456","v":8},null," /",2,")=",{"$f":"+F441/(J441+M441/P441)","v":15.789473684210526},null,null,"KN/m",null,null,null,null,"q2 = (",null,{"$f":"+R441","v":15.789473684210526},null,null,"+",{"$f":"+T442","v":18.666666666666668},null,null,")/",2,"=",{"$f":"(AB441+AF441)/AJ441","v":17.228070175438596},null,null,"KN/m"]
[null,null,null,"q2' =",null,{"$f":"+P445","v":140},null,null," /(",{"$f":"+J456","v":8},null," /",2,"+",{"$f":"+U456","v":7},null," /",2,")=",{"$f":"+F442/(J442/M442+O442/R442)","v":18.666666666666668},null,null,"KN/m",null,null,"q3 = (",null,{"$f":"+T442","v":18.666666666666668},null,null,"+",{"$f":"+R443","v":18.18181818181818},null,null,")/",2,"=",{"$f":"(AB442+AF442)/AJ442","v":18.424242424242422},null,null,"KN/m"]
[null,null,null,"q3' =",null,{"$f":"+Z445","v":110},null,null," /(",{"$f":"+U456","v":7},null," /",2,"+",{"$f":"+AA456","v":2.5500000000000003},null,")=",{"$f":"+F443/(J443/M443+O443)","v":18.18181818181818},null,null,"KN/m",null,null,null,null,"q4 =",null,{"$f":"+R443","v":18.18181818181818},null,null,"KN/m"]
[]
[null,null,null,null,null,90,null,null,"KN",null,null,null,null,null,null,140,null,null,"KN",null,null,null,null,null,null,110,null,null,"KN"]
[null,null,null,null,"-",null,null,"+",null,null,null,null,null,null,"-",null,null,"+",null,null,null,null,null,null,"-",null,null,"+",null,null,null,null,null,null,null,"kesit a-a"]
[null,null,null,null,null,null,null,30,null,null,"KNm",null,null,null,null,null,null,-25,null,null,"KNm",null,null,null,null,null,null,18,null,null,"KNm"]
[null,null,null,null,null,null,null,null,null,null,null,null,null,"a"]
[null,null,null,null,null,null,null,null,null,null,null,null,null,null,null,null,null,null,null,null,null,null,null,null,null,null,null,null,null,null,"m"]
[null,null,null,null,null,null,null,null,null,null,null,null,null,null,null,null,null,null,null,null,null,null,null,null,null,null,null,null,null,null,0.9,null,null,null,null,null,null,null,null,null,{"$f":"+AE450-AO452","v":0.60000000000000009},null,"m"]
[]
[null,null,null,null,null,null,null,null,null,null,null,null,null,null,null,null,null,null,null,null,null,null,null,null,null,null,null,null,null,null,null,null,null,null,null,null,null,null,null,null,0.3,null,"m"]
[null,null,null,null,null,null,null,null,null,null,null,null,null,"a"]
[null,null,null,1.5,null,0.4,null,"m",null,7.6,null,"m",null,null,null,0.4,null,"m",null,null,6.6,null,"m",null,null,0.4,null,2.35,null,"m",null,null,0.2,null,"m",0.5,null,"m",{"$f":"+AG454","v":0.2},null,"m"]
[]
[null,null,null,{"$f":"+D454+F454/2","v":1.7},null,"m",null,null,null,{"$f":"+F454/2+J454+P454/2","v":8},null,"m",null,null,null,null,null,null,null,null,{"$f":"+P454/2+U454+Z454/2","v":7},null,"m",null,null,null,{"$f":"+Z454/2+AB454","v":2.5500000000000003},null,"m",null,null,null,null,null,"b=",{"$f":"+AG454+AJ454+AM454","v":0.89999999999999991},null,"m"]
[]
[null,null,null,null,null,null,null,null,null,null,null,null,null,null,"L=",{"$f":"+D454+F454+J454+P454+U454+Z454+AB454","v":19.25},null,"m"]
[null,null,null,null,null,null,null,null,null,null,null,null,null,null,null,null,null,null,null,null,null,null,null,null,null,null,null,null,null,null,null,null,null,"ankastrelik momentleri"]
[null,null,"a",null,null,"b",null,null,null,null,null,null,null,null,null,"c",null,null,null,null,null,null,null,null,null,"d",null,null,null,"e",null,null,null,"Mba =",null,{"$f":"D463","v":15.789473684210526},null,null,"*",{"$f":"+D456","v":1.7},null,"² /",2,"=",{"$f":"+AJ460*AN460^2/AQ460","v":22.815789473684205},null,null,"KNm"]
[null,null,null,null,null,null,null,null,null,null,null,null,null,null,null,null,null,null,null,null,null,null,null,null,null,null,null,null,null,null,null,null,null,"Mbc =",null,{"$f":"-D463","v":-15.789473684210526},null,null,"*",{"$f":"+D456","v":1.7},null,"² /",2,"-",{"$f":"H447","v":30},null,"=",{"$f":"+AJ461*AN461^2/AQ461-AS461","v":-52.815789473684205},null,null,"KNm"]
[null,null,null,null,null,null,null,null,null,null,null,null,null,null,null,null,null,null,null,null,null,null,null,null,null,null,null,null,null,null,null,null,null,"Mcb =",null,{"$f":"+J463","v":17.228070175438596},null,null,"*",{"$f":"+J456","v":8},null,"² /",8,"=",{"$f":"+AJ462*AN462^2/AQ462","v":137.82456140350877},null,null,"KNm"]
[null,null,null,{"$f":"+AB440","v":15.789473684210526},null,null,"KN/m",null,null,{"$f":"+AL441","v":17.228070175438596},null,null,"KN/m",null,null,null,null,null,null,{"$f":"+AL442","v":18.424242424242422},null,null,"KN/m",null,null,null,{"$f":"+AB443","v":18.18181818181818},null,null,"KN/m",null,null,null,"Mcd =",null,{"$f":"-T463","v":-18.424242424242422},null,null,"*",{"$f":"+U456","v":7},null,"² /",8,"=",{"$f":"+AJ463*AN463^2/AQ463","v":-112.84848484848483},null,null,"KNm"]
[null,null,null,null,null,null,null,null,null,null,null,null,null,null,null,null,null,null,null,null,null,null,null,null,null,null,null,null,null,null,null,null,null,"Mdc =",null,{"$f":"AA463","v":18.18181818181818},null,null,"*",{"$f":"+AA456","v":2.5500000000000003},null,"² /",2,"-",{"$f":"AB447","v":18},null,"=",{"$f":"+AJ464*AN464^2/AQ464-AS464","v":41.113636363636367},null,null,"KNm"]
[null,null,null,1,null,null,1,null,null,null,null,null,null,{"$f":"(3/J456)/(3/J456+3/U456)","v":0.46666666666666667},null,null,{"$f":"(3/U456)/(3/J456+3/U456)","v":0.53333333333333333},null,null,null,null,null,null,1,null,null,1,null,null,null,null,null,null,"Mde =",null,{"$f":"-AA463","v":-18.18181818181818},null,null,"*",{"$f":"+AA456","v":2.5500000000000003},null,"² /",2,"=",{"$f":"+AJ465*AN465^2/AQ465","v":-59.113636363636367},null,null,"KNm"]
[null,null,null,{"$f":"(D463*D456^2/2)","v":22.815789473684205},null,null,{"$f":"-(D463*D456^2/2)-H447","v":-52.815789473684205},null,null,null,null,null,null,{"$f":"J463*J456^2/8","v":137.82456140350877},null,null,{"$f":"-T463*U456^2/8","v":-112.84848484848483},null,null,null,null,null,null,{"$f":"AA463*AA456^2/2-AB447","v":41.113636363636367},null,null,{"$f":"-AA463*AA456^2/2","v":-59.113636363636367}]
[null,null,null,null,null,null,null,null,null,null,null,null,null,{"$f":"+G466/2","v":-26.407894736842103},null,null,{"$f":"+X466/2","v":20.556818181818183}]
[null,null,null,null,null,null,null,null,null,null,null,null,null,{"$f":"-(N466+Q466+N467+Q467+R447)*N465","v":2.7416666666666583},null,null,{"$f":"-(N466+Q466+N467+Q467+R447)*Q465","v":3.133333333333324}]
[null,null,null,{"$f":"SUM(D466:F468)","v":22.815789473684205},null,null,{"$f":"SUM(G466:I468)","v":-52.815789473684205},null,null,null,{"$f":"(((-G469-N469)/J456+J463*J456*0.5)^2/(2*J463))+G469","v":56.043884755034838},null,null,{"$f":"SUM(N466:P468)","v":114.15833333333332},null,null,{"$f":"SUM(Q466:S468)","v":-89.158333333333317},null,null,null,{"$f":"(((-Q469-X469)/U456+T463*U456*0.5)^2/(2*T463))+Q469","v":48.99092484438826},null,null,{"$f":"SUM(X466:Z468)","v":41.113636363636367},null,null,{"$f":"SUM(AA466:AC468)","v":-59.113636363636367}]
[null,null,null,null,null,"kesme kuvveti diyagramı (KN)"]
[null,null,null,null,{"$f":"D463*D456","v":26.842105263157894},null,null,null,null,null,null,null,null,null,{"$f":"(0.5*J463*J456^2+N469+G469)/J456","v":76.580098684210526},null,null,null,null,null,null,null,null,null,{"$f":"(0.5*T463*U456^2+X469+Q469)/U456","v":57.621320346320339},null,null,null,null,null,null,null,null,null,null,null,null,null,null,null,null,"mesnet yüzü"]
[null,null,{"$f":"(E471*(D456-F454/2)/D456)","v":23.684210526315791},null,null,null,null,null,null,null,null,null,{"$f":"(O471*(M479-P454/2)/M479)","v":73.134484649122797},null,null,null,null,null,null,null,null,null,{"$f":"(Y471*(W479-Z454/2)/W479)","v":53.936471861471851}]
[null,null,null,null,null,null,null,null,null,null,null,{"$f":"(O471*(M479-P454/2-$N$434)/M479)","v":58.490624999999994},null,null,null,null,null,null,null,null,null,{"$f":"(Y471*(W479-Z454/2-$N$434)/W479)","v":38.275865800865795}]
[]
[]
[null,null,null,null,null,null,null,null,{"$f":"(F478*(H479-F454/2-$N$434)/H479)","v":43.154989035087709},null,null,null,null,null,null,null,null,null,{"$f":"(P478*(R479-P454/2-$N$434)/R479)","v":52.002922077922044},null,null,null,null,null,null,null,null,null,null,null,null,null,null,"mesnet yüz. d mesafede"]
[null,null,null,null,null,null,null,{"$f":"(F478*(H479-F454/2)/H479)","v":57.798848684210519},null,null,null,null,null,null,null,null,null,{"$f":"(P478*(R479-P454/2)/R479)","v":67.663528138528108},null,null,null,null,null,null,null,null,null,{"$f":"(Z478*(AA456-Z454/2)/AA456)","v":42.727272727272727}]
[null,null,null,null,null,{"$f":"+J463*J456-O471","v":61.244462719298241},null,null,null,null,null,null,null,null,null,{"$f":"+T463*U456-Y471","v":71.348376623376595},null,null,null,null,null,null,null,null,null,{"$f":"+AA456*AA463","v":46.363636363636367}]
[null,null,null,{"$f":"+D456","v":1.7},null,"m",null,{"$f":"F478*J456/(F478+O471)","v":3.5549229887983707},null,"m",null,null,{"$f":"+J456-H479","v":4.4450770112016293},null,"m",null,null,{"$f":"P478*U456/(P478+Y471)","v":3.8725270206766913},null,"m",null,null,{"$f":"+U456-R479","v":3.1274729793233087},null,"m",null,{"$f":"+AA456","v":2.5500000000000003},null,"m"]
[]
[null,null,null,null,null,"moment diyagramı (KNm)"]
[null,null,null,null,null,null,null,null,null,null,{"$f":"+K469","v":56.043884755034838},null,null,null,null,null,null,null,null,null,{"$f":"+U469","v":48.99092484438826}]
[]
[]
[]
[null,null,{"$f":"C472*(D456-F454/2)/2","v":17.763157894736842},null,null,null,null,{"$f":"E488-(H477+F478)/2*(F454/2)","v":40.911458333333329},null,null,null,null,{"$f":"+N487-(M472+O471)/2*P454/2","v":99.186874999999986},null,null,null,null,null,null,null,null,null,null,null,null,null,null,{"$f":"AB477*(AA456-Z454/2)/2","v":50.204545454545453}]
[null,null,null,{"$f":"+D469","v":22.815789473684205},null,null,null,null,null,null,null,null,null,{"$f":"+N469","v":114.15833333333332},null,null,null,{"$f":"P489-(R477+P478)/2*(P454/2)","v":75.257142857142838},null,null,null,null,{"$f":"+Z489-(W472+Y471)/2*Z454/2","v":29.957857142857147},null,null,null,{"$f":"-AA469","v":59.113636363636367}]
[null,null,null,null,{"$f":"-G469","v":52.815789473684205}]
[null,null,null,null,null,null,null,null,null,null,null,null,null,null,null,{"$f":"-Q469","v":89.158333333333317},null,null,null,null,null,null,null,null,null,{"$f":"+X469","v":41.113636363636367}]
[]
[]
[null,"4 ADET KOLONLU SÜREKLİ TEMEL MOMENT VE KESME KUVVET HESABI \n(Zemin gerilmesi düzgün yayılı yük)\n(inş.müh. Gürcan BERBEROĞLU tel:0532 366 02 04   www.betoncelik.com )                                                                                                                                                                     "]
[null,null,null,null,null,null,null,null,null,null,null,null,null,null,null,null,null,null,null,null,null,null,null,null,null,"Dikkat sadece sarı hücrelere data girilecek."]
[null,null,null,"qt =",null,350,null,"KN/m²",null,null,"(zemin taşıma gücü)"]
[null,null,null,"d'=",50,null,"mm",null,{"$f":"IF(E495<50,\"artır.\",\"\")","v":""},null,null,"(pas payı)"]
[null,null,null,"d = h - d' =",null,null,null,{"$f":"+AO524","v":0.9},null,"-",{"$f":"+E495/1000","v":0.05},null,"=",{"$f":"+H496-K496","v":0.85},null,"m"]
[null,null,null,"zemin birim hacim ağırlığı = g =",null,null,null,null,null,null,null,null,18,null,"KN/m3"]
[null,null,null,"zemin üst kotu ile temel tabanı kotu arası mesafe h' =",null,null,null,null,null,null,null,null,null,null,null,null,null,null,1.2,null,"m"]
[null,null,null,"qnet = qt - g * h' =",null,null,null,null,null,{"$f":"+F494","v":350},null,"-",{"$f":"+M497","v":18},null,"*",{"$f":"+S498","v":1.2},null,"=",{"$f":"+J499-M499*P499","v":328.4},null,null,"KN/m²"]
[null,null,null,"qo = å N / ( b * L ) =",null,null,null,null,null,{"$f":"+F519+P519+Z519+AJ519","v":3920},null,null," /(",{"$f":"+AT530","v":0.89999999999999991},null,"*",{"$f":"+U532","v":17.892346938775507},null,")=",{"$f":"+J500/(N500*Q500)","v":243.4312038806037},null,null,"KN/m²"]
[null,null,null,"qo =",null,{"$f":"+T500","v":243.4312038806037},null,null,"KN/m²",null,{"$f":"IF(F501<N501,\"<\",\">\")","v":"<"},"qnet =",null,{"$f":"+S499","v":328.4},null,null,"KN/m²",null,null,{"$f":"IF(F501<N501,\"uygun.\",\"uygun değil.\")","v":"uygun."}]
[null,null,null,"qz = å N /  L =",null,null,null,null,{"$f":"+J500","v":3920},null,null," /",{"$f":"+U532","v":17.892346938775507},null,"=",{"$f":"+I502/M502","v":219.08808349254332},null,null,"KN/m"]
[null,null,null,"ilk kolon noktasına göre moment alınırsa"]
[null,null,null,"M=",{"$f":"+H521","v":75},null,null,"+",{"$f":"+P519","v":1370},null,null,"*",{"$f":"+J530","v":4.8000000000000007},null,"+",{"$f":"+R521","v":75},null,null,"+",{"$f":"+Z519","v":900},null,null,"*",{"$f":"+U530+J530","v":10},null,"+",{"$f":"+AB521","v":-100},null,null,"+",{"$f":"+AJ519","v":900},null,null,"*",{"$f":"+AE530+U530+J530","v":15.600000000000001},null,"+",{"$f":"+AL521","v":-85},null,null,"=",{"$f":"+E504+I504*M504+P504+T504*X504+AA504+AE504*AI504+AL504","v":29581},null,null,"KNm"]
[null,null,null,"å N =",null,{"$f":"+J500","v":3920},null,null,"KN",null,null,"x = M / å N =",null,null,null,{"$f":"+AP504","v":29581},null,null," /",{"$f":"+F505","v":3920},null,null,"=",{"$f":"+P505/T505","v":7.5461734693877549},null,"m"]
[null,null,null,"bulunan bu x mesafesine göre simetrik seçilirse zemin gerilmesi düzgün yayılı olacaktır."]
[null,null,null,"sol konsol boyu =",null,null,null,null,null,{"$f":"+D530","v":1.4},null,"m.","seçilmiş."]
[null,null,null,"sağ konsol boyu =",null,null,null,null,null,2,"*(",{"$f":"+X505","v":7.5461734693877549},null,"+",{"$f":"+D530","v":1.4},null,") -",{"$f":"+AE530","v":5.6000000000000005},null,"-",{"$f":"+U530","v":5.2},null,"-",{"$f":"+J530","v":4.8000000000000007},null,"-",{"$f":"+D530","v":1.4},null,"=",{"$f":"+J508*(L508+O508)-R508-U508-X508-AA508","v":0.8923469387755083},null,null,"m"]
[null,null,null,"ankastrelik momentleri"]
[null,null,null,"Mba =",null,{"$f":"P537","v":219.08808349254332},null,null,"*",{"$f":"+D530","v":1.4},null,"² /",2,"=",{"$f":"+F510*J510^2/M510","v":214.70632182269242},null,null,"KNm"]
[null,null,null,"Mbc =",null,{"$f":"-P537","v":-219.08808349254332},null,null,"*",{"$f":"+D530","v":1.4},null,"² /",2,"-",{"$f":"H521","v":75},null,"=",{"$f":"+F511*J511^2/M511-O511","v":-289.70632182269242},null,null,"KNm"]
[null,null,null,"Mcb =",null,{"$f":"P537","v":219.08808349254332},null,null,"*",{"$f":"+J530","v":4.8000000000000007},null,"² /",8,"=",{"$f":"+F512*J512^2/M512","v":630.97368045852488},null,null,"KNm"]
[null,null,null,"Mcd =",null,{"$f":"-P537","v":-219.08808349254332},null,null,"*",{"$f":"+U530","v":5.2},null,"² /",12,"=",{"$f":"+F513*J513^2/M513","v":-493.67848146986438},null,null,"KNm"]
[null,null,null,"Mdc =",null,{"$f":"P537","v":219.08808349254332},null,null,"*",{"$f":"+U530","v":5.2},null,"² /",12,"=",{"$f":"+F514*J514^2/M514","v":493.67848146986438},null,null,"KNm"]
[null,null,null,"Mde =",null,{"$f":"-P537","v":-219.08808349254332},null,null,"*",{"$f":"+AE530","v":5.6000000000000005},null,"² /",8,"=",{"$f":"+F515*J515^2/M515","v":-858.82528729077001},null,null,"KNm"]
[null,null,null,"Med =",null,{"$f":"P537","v":219.08808349254332},null,null,"*",{"$f":"+AK530","v":0.8923469387755083},null,"² /",2,"-",{"$f":"AL521","v":-85},null,"=",{"$f":"+F516*J516^2/M516-O516","v":172.22806467250243},null,null,"KNm"]
[null,null,null,"Mef=",null,{"$f":"-P537","v":-219.08808349254332},null,null,"*",{"$f":"+AK530","v":0.8923469387755083},null,"² /",2,"=",{"$f":"+F517*J517^2/M517","v":-87.228064672502427},null,null,"KNm"]
[]
[null,null,null,null,null,750,null,null,"KN",null,null,null,null,null,null,1370,null,null,"KN",null,null,null,null,null,null,900,null,null,"KN",null,null,null,null,null,null,900,null,null,"KN"]
[null,null,null,null,"-",null,null,"+",null,null,null,null,null,null,"-",null,null,"+",null,null,null,null,null,null,"-",null,null,"+",null,null,null,null,null,null,"-",null,null,"+",null,null,null,null,null,null,null,"kesit a-a"]
[null,null,null,null,null,null,null,75,null,null,"KNm",null,null,null,null,null,null,75,null,null,"KNm",null,null,null,null,null,null,-100,null,null,"KNm",null,null,null,null,null,null,-85,null,null,"KNm"]
[null,null,null,null,null,null,null,null,null,null,null,null,null,"a"]
[null,null,null,null,null,null,null,null,null,null,null,null,null,null,null,null,null,null,null,null,null,null,null,null,null,null,null,null,null,null,null,null,null,null,null,null,null,null,null,null,"m"]
[null,null,null,null,null,null,null,null,null,null,null,null,null,null,null,null,null,null,null,null,null,null,null,null,null,null,null,null,null,null,null,null,null,null,null,null,null,null,null,null,0.9,null,null,null,null,null,null,null,null,null,{"$f":"+AO524-AY526","v":0.60000000000000009},null,"m"]
[]
[null,null,null,null,null,null,null,null,null,null,null,null,null,null,null,null,null,null,null,null,null,null,null,null,null,null,null,null,null,null,null,null,null,null,null,null,null,null,null,null,null,null,null,null,null,null,null,null,null,null,0.3,null,"m"]
[null,null,null,null,null,null,null,null,null,null,null,null,null,"a"]
[null,null,null,1.2,null,0.4,null,"m",null,4.4000000000000004,null,"m",null,null,null,0.4,null,"m",null,null,4.8,null,"m",null,null,0.4,null,"m",null,null,5.2,null,"m",null,null,0.4,null,{"$f":"+AK530-AJ528/2","v":0.69234693877550835},null,"m",null,null,0.2,null,"m",0.5,null,"m",{"$f":"+AQ528","v":0.2},null,"m"]
[]
[null,null,null,{"$f":"+D528+F528/2","v":1.4},null,"m",null,null,null,{"$f":"+F528/2+J528+P528/2","v":4.8000000000000007},null,"m",null,null,null,null,null,null,null,null,{"$f":"+P528/2+U528+Z528/2","v":5.2},null,"m",null,null,null,null,null,null,null,{"$f":"+Z528/2+AE528+AJ528/2","v":5.6000000000000005},null,"m",null,null,null,{"$f":"+AD508","v":0.8923469387755083},null,"m",null,null,null,null,null,"b=",{"$f":"+AQ528+AT528+AW528","v":0.89999999999999991},null,"m"]
[]
[null,null,null,null,null,null,null,null,null,null,null,null,null,null,null,null,null,null,null,"L=",{"$f":"+D528+F528+J528+P528+U528+Z528+AE528+AJ528+AL528","v":17.892346938775507},null,"m"]
[]
[null,null,"a",null,null,"b",null,null,null,null,null,null,null,null,null,"c",null,null,null,null,null,null,null,null,null,"d",null,null,null,null,null,null,null,null,null,"e",null,null,"f"]
[]
[]
[null,null,null,null,null,null,null,null,null,null,null,null,null,"qz =",null,{"$f":"+P502","v":219.08808349254332},null,null,"KN/m"]
[]
[null,null,null,1,null,null,1,null,null,null,null,null,null,{"$f":"(3/J530)/(3/J530+4/U530)","v":0.44827586206896547},null,null,{"$f":"(4/U530)/(3/J530+4/U530)","v":0.55172413793103448},null,null,null,null,null,null,{"$f":"(4/U530)/(4/U530+3/AE530)","v":0.58947368421052637},null,null,{"$f":"(3/AE530)/(4/U530+3/AE530)","v":0.41052631578947374},null,null,null,null,null,null,1,null,null,1]
[null,null,null,{"$f":"(P537*D530^2/2)","v":214.70632182269242},null,null,{"$f":"-(P537*D530^2/2)-H521","v":-289.70632182269242},null,null,null,null,null,null,{"$f":"P537*J530^2/8","v":630.97368045852488},null,null,{"$f":"-P537*U530^2/12","v":-493.67848146986438},null,null,null,null,null,null,{"$f":"P537*U530^2/12","v":493.67848146986438},null,null,{"$f":"-P537*AE530^2/8","v":-858.82528729077001},null,null,null,null,null,null,{"$f":"P537*AK530^2/2-AL521","v":172.22806467250243},null,null,{"$f":"-P537*AK530^2/2","v":-87.228064672502427}]
[null,null,null,null,null,null,null,null,null,null,null,null,null,{"$f":"+G540/2","v":-144.85316091134621},null,null,null,null,null,null,null,null,null,null,null,null,{"$f":"+AH540/2","v":86.114032336251213}]
[null,null,null,null,null,null,null,null,null,null,null,null,null,{"$f":"-(N540+Q540+N541+R521)*N539","v":-30.232637758796059},null,null,{"$f":"-(N540+Q540+N541+R521)*Q539","v":-37.209400318518227},null,null,null,null,null,null,{"$f":"+Q542/2","v":-18.604700159259114}]
[null,null,null,null,null,null,null,null,null,null,null,null,null,null,null,null,{"$f":"+X543/2","v":117.19841328452188},null,null,null,null,null,null,{"$f":"-(X542+X540+AA540+AA541+AB521)*X539","v":234.39682656904375},null,null,{"$f":"-(X542+X540+AA540+AA541+AB521)*AA539","v":163.24064707486977}]
[null,null,null,null,null,null,null,null,null,null,null,null,null,{"$f":"-Q543*N539","v":-52.537219748233937},null,null,{"$f":"-Q543*Q539","v":-64.661193536287925},null,null,null,null,null,null,{"$f":"+Q544/2","v":-32.330596768143963}]
[null,null,null,null,null,null,null,null,null,null,null,null,null,null,null,null,{"$f":"+X545/2","v":9.5290179948213787},null,null,null,null,null,null,{"$f":"-X544*X539","v":19.058035989642757},null,null,{"$f":"-X544*AA539","v":13.272560778501207}]
[null,null,null,null,null,null,null,null,null,null,null,null,null,{"$f":"-Q545*N539","v":-4.2716287562992381},null,null,{"$f":"-Q545*Q539","v":-5.2573892385221397},null,null,null,null,null,null,{"$f":"+Q546/2","v":-2.6286946192610698}]
[null,null,null,null,null,null,null,null,null,null,null,null,null,null,null,null,{"$f":"+X547/2","v":0.7747731509401049},null,null,null,null,null,null,{"$f":"-X546*X539","v":1.5495463018802098},null,null,{"$f":"-X546*AA539","v":1.0791483173808605}]
[null,null,null,null,null,null,null,null,null,null,null,null,null,{"$f":"-Q547*N539","v":-0.34731210214556424},null,null,{"$f":"-Q547*Q539","v":-0.42746104879454061},null,null,null,null,null,null,{"$f":"+Q548/2","v":-0.21373052439727031}]
[null,null,null,null,null,null,null,null,null,null,null,null,null,null,null,null,{"$f":"+X549/2","v":6.2994259822353363E-2},null,null,null,null,null,null,{"$f":"-X548*X539","v":0.12598851964470673},null,null,{"$f":"-X548*AA539","v":8.7742004752563607E-2}]
[null,null,null,null,null,null,null,null,null,null,null,null,null,{"$f":"-Q549*N539","v":-2.8238806127261849E-2},null,null,{"$f":"-Q549*Q539","v":-3.4755453695091511E-2},null,null,null,null,null,null,{"$f":"+Q550/2","v":-1.7377726847545755E-2}]
[null,null,null,null,null,null,null,null,null,null,null,null,null,null,null,null,{"$f":"+X551/2","v":5.1218563340134863E-3},null,null,null,null,null,null,{"$f":"-X550*X539","v":1.0243712668026973E-2},null,null,{"$f":"-X550*AA539","v":7.1340141795187845E-3}]
[null,null,null,null,null,null,null,null,null,null,null,null,null,{"$f":"-Q551*N539","v":-2.2960045635232866E-3},null,null,{"$f":"-Q551*Q539","v":-2.8258517704901993E-3},null,null,null,null,null,null,{"$f":"+Q552/2","v":-1.4129258852450997E-3}]
[null,null,null,null,null,null,null,null,null,null,null,null,null,null,null,null,null,null,null,null,null,null,null,{"$f":"-X552*X539","v":8.3288262709184824E-4},null,null,{"$f":"-X552*AA539","v":5.8004325815325152E-4}]
[null,null,null,{"$f":"SUM(D540:F553)","v":214.70632182269242},null,null,{"$f":"SUM(G540:I553)","v":-289.70632182269242},null,null,null,{"$f":"(((-G554-N554)/J530+P537*J530*0.5)^2/(2*P537))+G554","v":287.94666725295565},null,null,{"$f":"SUM(N540:P553)","v":398.70118637101308},null,null,{"$f":"SUM(Q540:S553)","v":-473.70118637101302},null,null,null,{"$f":"(((-Q554-X554)/U530+P537*U530*0.5)^2/(2*P537))+Q554","v":160.28963865724313},null,null,{"$f":"SUM(X540:Z553)","v":695.02344272157666},null,null,{"$f":"SUM(AA540:AC553)","v":-595.02344272157666},null,null,null,{"$f":"(((-AA554-AH554)/AE530+P537*AE530*0.5)^2/(2*P537))+AA554","v":488.20828624291289},null,null,{"$f":"SUM(AH540:AJ553)","v":172.22806467250243},null,null,{"$f":"SUM(AK540:AM553)","v":-87.228064672502427}]
[null,null,null,null,null,"kesme kuvveti diyagramı (KN)"]
[null,null,null,null,{"$f":"P537*D530","v":306.72331688956064},null,null,null,null,null,null,null,null,null,{"$f":"(0.5*P537*J530^2+N554+G554)/J530","v":548.5186638296708},null,null,null,null,null,null,null,null,null,{"$f":"(0.5*P537*U530^2+X554+Q554)/U530","v":612.19098945572114},null,null,null,null,null,null,null,null,null,{"$f":"(0.5*P537*AE530^2+AH554+AA554)/AE530","v":537.94745912750102}]
[null,null,{"$f":"(E556*(D530-F528/2)/D530)","v":262.90570019105201},null,null,null,null,null,null,null,null,null,{"$f":"(O556*(M564-P528/2)/M564)","v":504.70104713116206},null,null,null,null,null,null,null,null,null,{"$f":"(Y556*(W564-Z528/2)/W564)","v":568.37337275721245},null,null,null,null,null,null,null,null,null,{"$f":"(AI556*(AG564-AJ528/2)/AG564)","v":494.12984242899228}]
[null,null,null,null,null,null,null,null,null,null,null,{"$f":"(O556*(M564-P528/2-$N$496)/M564)","v":318.47617616250028},null,null,null,null,null,null,null,null,null,{"$f":"(Y556*(W564-Z528/2-$N$496)/W564)","v":382.14850178855056},null,null,null,null,null,null,null,null,null,{"$f":"(AI556*(AG564-AJ528/2-$N$496)/AG564)","v":307.90497146033044},null,null,null,null,null,null,null,null,null,null,null,null,null,null,null,null,"mesnet yüzü"]
[]
[]
[null,null,null,null,null,null,null,null,{"$f":"(F563*(H564-F528/2-$N$496)/H564)","v":273.0616492673667},null,null,null,null,null,null,null,null,null,{"$f":"(P563*(R564-P528/2-$N$496)/R564)","v":297.02455703833374},null,null,null,null,null,null,null,null,null,{"$f":"(Z563*(AB564-Z528/2-$N$496)/AB564)","v":458.90332076357117}]
[null,null,null,null,null,null,null,{"$f":"(F563*(H564-F528/2)/H564)","v":459.28652023602848},null,null,null,null,null,null,null,null,null,{"$f":"(P563*(R564-P528/2)/R564)","v":483.24942800699557},null,null,null,null,null,null,null,null,null,{"$f":"(Z563*(AB564-Z528/2)/AB564)","v":645.12819173223306},null,null,null,null,null,null,null,null,null,{"$f":"(AJ563*(AK530-AJ528/2)/AK530)","v":151.68496392825537}]
[null,null,null,null,null,{"$f":"+P537*J530-O556","v":503.10413693453722},null,null,null,null,null,null,null,null,null,{"$f":"+P537*U530-Y556","v":527.06704470550426},null,null,null,null,null,null,null,null,null,{"$f":"+P537*AE530-AI556","v":688.94580843074175},null,null,null,null,null,null,null,null,null,{"$f":"+AK530*P537","v":195.502580626764},null,null,null,null,"mesnet yüz. d mesafede"]
[null,null,null,{"$f":"+D530","v":1.4},null,"m",null,{"$f":"F563*J530/(F563+O556)","v":2.2963555521341736},null,"m",null,null,{"$f":"+J530-H564","v":2.5036444478658271},null,"m",null,null,{"$f":"P563*U530/(P563+Y556)","v":2.4057312305780565},null,"m",null,null,{"$f":"+U530-R564","v":2.7942687694219437},null,"m",null,null,{"$f":"Z563*AE530/(Z563+AI556)","v":3.1446064863413263},null,"m",null,null,{"$f":"+AE530-AB564","v":2.4553935136586742},null,"m",null,{"$f":"+AK530","v":0.8923469387755083},null,"m"]
[]
[null,null,null,null,null,"moment diyagramı (KNm)"]
[null,null,null,null,null,null,null,null,null,null,{"$f":"+K554","v":287.94666725295565},null,null,null,null,null,null,null,null,null,{"$f":"+U554","v":160.28963865724313},null,null,null,null,null,null,null,null,null,{"$f":"+AE554","v":488.20828624291289}]
[]
[]
[]
[null,null,{"$f":"C557*(D530-F528/2)/2","v":157.74342011463119},null,null,null,null,{"$f":"E573-(H562+F563)/2*(F528/2)","v":193.46725610563584},null,null,null,null,{"$f":"+N572-(M557+O556)/2*P528/2","v":293.37921527492978},null,null,null,null,null,null,null,null,null,{"$f":"+X572-(W557+Y556)/2*Z528/2","v":576.96700650028333},null,null,null,null,null,null,null,null,null,null,null,null,null,null,{"$f":"AL562*(AK530-AJ528/2)/2","v":52.509310217000504}]
[null,null,null,{"$f":"+D554","v":214.70632182269242},null,null,null,null,null,null,null,null,null,{"$f":"+N554","v":398.70118637101308},null,null,null,{"$f":"P574-(R562+P563)/2*(P528/2)","v":372.66953909976303},null,null,null,null,null,{"$f":"+X554","v":695.02344272157666},null,null,null,{"$f":"Z574-(AB562+Z563)/2*(Z528/2)","v":461.61604270527914},null,null,null,null,{"$f":"+AJ574-(AG557+AI556)/2*AJ528/2","v":69.020334516853097},null,null,null,{"$f":"-AK554","v":87.228064672502427}]
[null,null,null,null,{"$f":"-G554","v":289.70632182269242}]
[null,null,null,null,null,null,null,null,null,null,null,null,null,null,null,{"$f":"-Q554","v":473.70118637101302},null,null,null,null,null,null,null,null,null,{"$f":"-AA554","v":595.02344272157666},null,null,null,null,null,null,null,null,null,{"$f":"+AH554","v":172.22806467250243}]
[]
[]
[null,"4 ADET KOLONLU SÜREKLİ TEMEL MOMENT VE KESME KUVVET HESABI \n(Zemin gerilmesi değişken)\n(inş.müh. Gürcan BERBEROĞLU tel:0532 366 02 04   www.betoncelik.com )                                                                                                                                                                     "]
[null,null,null,null,null,null,null,null,null,null,null,null,null,null,null,null,null,null,null,null,null,null,null,null,null,"Dikkat sadece sarı hücrelere data girilecek."]
[null,null,null,"qt =",null,350,null,"KN/m²",null,null,"(zemin taşıma gücü)"]
[null,null,null,"d'=",50,null,"mm",null,{"$f":"IF(E580<50,\"artır.\",\"\")","v":""},null,null,"(pas payı)"]
[null,null,null,"d = h - d' =",null,null,null,{"$f":"+AO607","v":0.9},null,"-",{"$f":"+E580/1000","v":0.05},null,"=",{"$f":"+H581-K581","v":0.85},null,"m"]
[null,null,null,"zemin birim hacim ağırlığı = g =",null,null,null,null,null,null,null,null,18,null,"KN/m3"]
[null,null,null,"zemin üst kotu ile temel tabanı kotu arası mesafe h' =",null,null,null,null,null,null,null,null,null,null,null,null,null,null,1.2,null,"m"]
[null,null,null,"qnet = qt - g * h' =",null,null,null,null,null,{"$f":"+F579","v":350},null,"-",{"$f":"+M582","v":18},null,"*",{"$f":"+S583","v":1.2},null,"=",{"$f":"+J584-M584*P584","v":328.4},null,null,"KN/m²"]
[null,null,null,"qo = qmax /  b =",null,null,null,null,{"$f":"MAX(AE587,AO588,R588,R591,T590,T589,AO589,AO590,AE591)","v":274},null,null," /",{"$f":"+AT613","v":0.89999999999999991},null,"=",{"$f":"+I585/M585","v":304.44444444444446},null,null,"KN/m²"]
[null,null,null,"qo =",null,{"$f":"+P585","v":304.44444444444446},null,null,"KN/m²",null,{"$f":"IF(F586<N586,\"<\",\">\")","v":"<"},"qnet =",null,{"$f":"+S584","v":328.4},null,null,"KN/m²",null,null,{"$f":"IF(F586<N586,\"uygun.\",\"uygun değil.\")","v":"uygun."},null,null,null,null,null,null,null,null,"ortalama kolon altı gerilmeler"]
[null,null,null,"kolon altı gerilmeler",null,null,null,null,null,null,null,null,null,null,null,null,null,null,null,null,null,null,null,null,null,null,null,null,"q1 =",null,{"$f":"+R588","v":197.36842105263156},null,null,"KN/m"]
[null,null,null,"q1' =",null,{"$f":"+F602","v":750},null,null," /(",{"$f":"+D613","v":1.4},null,"+",{"$f":"+J613","v":4.8000000000000007},null," /",2,")=",{"$f":"+F588/(J588+M588/P588)","v":197.36842105263156},null,null,"KN/m",null,null,null,null,null,null,null,"q2 = (",null,{"$f":"+R588","v":197.36842105263156},null,null,"+",{"$f":"+T589","v":274},null,null,")/",2,"=",{"$f":"(AE588+AI588)/AM588","v":235.68421052631578},null,null,"KN/m"]
[null,null,null,"q2' =",null,{"$f":"+P602","v":1370},null,null," /(",{"$f":"+J613","v":4.8000000000000007},null," /",2,"+",{"$f":"+U613","v":5.2},null," /",2,")=",{"$f":"+F589/(J589/M589+O589/R589)","v":274},null,null,"KN/m",null,null,null,null,null,"q3 = (",null,{"$f":"+T589","v":274},null,null,"+",{"$f":"+T590","v":166.66666666666666},null,null,")/",2,"=",{"$f":"(AE589+AI589)/AM589","v":220.33333333333331},null,null,"KN/m"]
[null,null,null,"q3' =",null,{"$f":"+Z602","v":900},null,null," /(",{"$f":"+U613","v":5.2},null," /",2,"+",{"$f":"+AE613","v":5.6000000000000005},null," /",2,")=",{"$f":"+F590/(J590/M590+O590/R590)","v":166.66666666666666},null,null,"KN/m",null,null,null,null,null,"q4 = (",null,{"$f":"+T590","v":166.66666666666666},null,null,"+",{"$f":"+R591","v":243.24324324324323},null,null,")/",2,"=",{"$f":"(AE590+AI590)/AM590","v":204.95495495495493},null,null,"KN/m"]
[null,null,null,"q4' =",null,{"$f":"+AJ602","v":900},null,null," /(",{"$f":"+AE613","v":5.6000000000000005},null," /",2,"+",{"$f":"+AK613","v":0.89999999999999991},null,")=",{"$f":"+F591/(J591/M591+O591)","v":243.24324324324323},null,null,"KN/m",null,null,null,null,null,null,null,"q5 =",null,{"$f":"+R591","v":243.24324324324323},null,null,"KN/m"]
[null,null,null,"ankastrelik momentleri"]
[null,null,null,"Mba =",null,{"$f":"C620","v":197.36842105263156},null,null,"*",{"$f":"+D613","v":1.4},null,"² /",2,"=",{"$f":"+F593*J593^2/M593","v":193.4210526315789},null,null,"KNm"]
[null,null,null,"Mbc =",null,{"$f":"-C620","v":-197.36842105263156},null,null,"*",{"$f":"+D613","v":1.4},null,"² /",2,"-",{"$f":"H604","v":75},null,"=",{"$f":"+F594*J594^2/M594-O594","v":-268.4210526315789},null,null,"KNm"]
[null,null,null,"Mcb =",null,{"$f":"I620","v":235.68421052631578},null,null,"*",{"$f":"+J613","v":4.8000000000000007},null,"² /",8,"=",{"$f":"+F595*J595^2/M595","v":678.77052631578965},null,null,"KNm"]
[null,null,null,"Mcd =",null,{"$f":"-S620","v":-220.33333333333331},null,null,"*",{"$f":"+U613","v":5.2},null,"² /",12,"=",{"$f":"+F596*J596^2/M596","v":-496.48444444444448},null,null,"KNm"]
[null,null,null,"Mdc =",null,{"$f":"S620","v":220.33333333333331},null,null,"*",{"$f":"+U613","v":5.2},null,"² /",12,"=",{"$f":"+F597*J597^2/M597","v":496.48444444444448},null,null,"KNm"]
[null,null,null,"Mde =",null,{"$f":"-AD620","v":-204.95495495495493},null,null,"*",{"$f":"+AE613","v":5.6000000000000005},null,"² /",8,"=",{"$f":"+F598*J598^2/M598","v":-803.42342342342351},null,null,"KNm"]
[null,null,null,"Med =",null,{"$f":"AK620","v":243.24324324324323},null,null,"*",{"$f":"+AK613","v":0.89999999999999991},null,"² /",2,"-",{"$f":"AL604","v":-85},null,"=",{"$f":"+F599*J599^2/M599-O599","v":183.51351351351349},null,null,"KNm"]
[null,null,null,"Mef=",null,{"$f":"-AK620","v":-243.24324324324323},null,null,"*",{"$f":"+AK613","v":0.89999999999999991},null,"² /",2,"=",{"$f":"+F600*J600^2/M600","v":-98.513513513513487},null,null,"KNm"]
[]
[null,null,null,null,null,750,null,null,"KN",null,null,null,null,null,null,1370,null,null,"KN",null,null,null,null,null,null,900,null,null,"KN",null,null,null,null,null,null,900,null,null,"KN"]
[null,null,null,null,"-",null,null,"+",null,null,null,null,null,null,"-",null,null,"+",null,null,null,null,null,null,"-",null,null,"+",null,null,null,null,null,null,"-",null,null,"+",null,null,null,null,null,null,null,"kesit a-a"]
[null,null,null,null,null,null,null,75,null,null,"KNm",null,null,null,null,null,null,75,null,null,"KNm",null,null,null,null,null,null,-100,null,null,"KNm",null,null,null,null,null,null,-85,null,null,"KNm"]
[null,null,null,null,null,null,null,null,null,null,null,null,null,"a"]
[null,null,null,null,null,null,null,null,null,null,null,null,null,null,null,null,null,null,null,null,null,null,null,null,null,null,null,null,null,null,null,null,null,null,null,null,null,null,null,null,"m"]
[null,null,null,null,null,null,null,null,null,null,null,null,null,null,null,null,null,null,null,null,null,null,null,null,null,null,null,null,null,null,null,null,null,null,null,null,null,null,null,null,0.9,null,null,null,null,null,null,null,null,null,{"$f":"+AO607-AY609","v":0.60000000000000009},null,"m"]
[]
[null,null,null,null,null,null,null,null,null,null,null,null,null,null,null,null,null,null,null,null,null,null,null,null,null,null,null,null,null,null,null,null,null,null,null,null,null,null,null,null,null,null,null,null,null,null,null,null,null,null,0.3,null,"m"]
[null,null,null,null,null,null,null,null,null,null,null,null,null,"a"]
[null,null,null,1.2,null,0.4,null,"m",null,4.4000000000000004,null,"m",null,null,null,0.4,null,"m",null,null,4.8,null,"m",null,null,0.4,null,"m",null,null,5.2,null,"m",null,null,0.4,null,0.7,null,"m",null,null,0.2,null,"m",0.5,null,"m",{"$f":"+AQ611","v":0.2},null,"m"]
[]
[null,null,null,{"$f":"+D611+F611/2","v":1.4},null,"m",null,null,null,{"$f":"+F611/2+J611+P611/2","v":4.8000000000000007},null,"m",null,null,null,null,null,null,null,null,{"$f":"+P611/2+U611+Z611/2","v":5.2},null,"m",null,null,null,null,null,null,null,{"$f":"+Z611/2+AE611+AJ611/2","v":5.6000000000000005},null,"m",null,null,null,{"$f":"+AJ611/2+AL611","v":0.89999999999999991},null,"m",null,null,null,null,null,"b=",{"$f":"+AQ611+AT611+AW611","v":0.89999999999999991},null,"m"]
[]
[null,null,null,null,null,null,null,null,null,null,null,null,null,null,null,null,null,null,null,"L=",{"$f":"+D611+F611+J611+P611+U611+Z611+AE611+AJ611+AL611","v":17.899999999999999},null,"m"]
[]
[null,null,"a",null,null,"b",null,null,null,null,null,null,null,null,null,"c",null,null,null,null,null,null,null,null,null,"d",null,null,null,null,null,null,null,null,null,"e",null,null,"f"]
[]
[]
[null,null,{"$f":"+AE587","v":197.36842105263156},null,null,"KN/m²",null,null,{"$f":"+AO588","v":235.68421052631578},null,null,"KN/m²",null,null,null,null,null,null,{"$f":"+AO589","v":220.33333333333331},null,null,"KN/m²",null,null,null,null,null,null,null,{"$f":"+AO590","v":204.95495495495493},null,null,"KN/m²",null,null,null,{"$f":"+AE591","v":243.24324324324323},null,null,"KN/m²"]
[]
[null,null,null,1,null,null,1,null,null,null,null,null,null,{"$f":"(3/J613)/(3/J613+4/U613)","v":0.44827586206896547},null,null,{"$f":"(4/U613)/(3/J613+4/U613)","v":0.55172413793103448},null,null,null,null,null,null,{"$f":"(4/U613)/(4/U613+3/AE613)","v":0.58947368421052637},null,null,{"$f":"(3/AE613)/(4/U613+3/AE613)","v":0.41052631578947374},null,null,null,null,null,null,1,null,null,1]
[null,null,null,{"$f":"(C620*D613^2/2)","v":193.4210526315789},null,null,{"$f":"-(C620*D613^2/2)-H604","v":-268.4210526315789},null,null,null,null,null,null,{"$f":"I620*J613^2/8","v":678.77052631578965},null,null,{"$f":"-S620*U613^2/12","v":-496.48444444444448},null,null,null,null,null,null,{"$f":"S620*U613^2/12","v":496.48444444444448},null,null,{"$f":"-AD620*AE613^2/8","v":-803.42342342342351},null,null,null,null,null,null,{"$f":"AK620*AK613^2/2-AL604","v":183.51351351351349},null,null,{"$f":"-AK620*AK613^2/2","v":-98.513513513513487}]
[null,null,null,null,null,null,null,null,null,null,null,null,null,{"$f":"+G623/2","v":-134.21052631578945},null,null,null,null,null,null,null,null,null,null,null,null,{"$f":"+AH623/2","v":91.756756756756744}]
[null,null,null,null,null,null,null,null,null,null,null,null,null,{"$f":"-(N623+Q623+N624+R604)*N622","v":-55.171800766283596},null,null,{"$f":"-(N623+Q623+N624+R604)*Q622","v":-67.903754789272128},null,null,null,null,null,null,{"$f":"+Q625/2","v":-33.951877394636064}]
[null,null,null,null,null,null,null,null,null,null,null,null,null,null,null,null,{"$f":"+X626/2","v":102.90268199233722},null,null,null,null,null,null,{"$f":"-(X625+X623+AA623+AA624+AB604)*X622","v":205.80536398467444},null,null,{"$f":"-(X625+X623+AA623+AA624+AB604)*AA622","v":143.32873563218399}]
[null,null,null,null,null,null,null,null,null,null,null,null,null,{"$f":"-Q626*N622","v":-46.128788479323575},null,null,{"$f":"-Q626*Q622","v":-56.77389351301364},null,null,null,null,null,null,{"$f":"+Q627/2","v":-28.38694675650682}]
[null,null,null,null,null,null,null,null,null,null,null,null,null,null,null,null,{"$f":"+X628/2","v":8.3666790440230638},null,null,null,null,null,null,{"$f":"-X627*X622","v":16.733358088046128},null,null,{"$f":"-X627*AA622","v":11.653588668460696}]
[null,null,null,null,null,null,null,null,null,null,null,null,null,{"$f":"-Q628*N622","v":-3.7505802611137868},null,null,{"$f":"-Q628*Q622","v":-4.6160987829092761},null,null,null,null,null,null,{"$f":"+Q629/2","v":-2.3080493914546381}]
[null,null,null,null,null,null,null,null,null,null,null,null,null,null,null,null,{"$f":"+X630/2","v":0.68026718906031447},null,null,null,null,null,null,{"$f":"-X629*X622","v":1.3605343781206289},null,null,{"$f":"-X629*AA622","v":0.94751501333400945}]
[null,null,null,null,null,null,null,null,null,null,null,null,null,{"$f":"-Q630*N622","v":-0.3049473606132444},null,null,{"$f":"-Q630*Q622","v":-0.37531982844707007},null,null,null,null,null,null,{"$f":"+Q631/2","v":-0.18765991422353503}]
[null,null,null,null,null,null,null,null,null,null,null,null,null,null,null,null,{"$f":"+X632/2","v":5.5310290507989281E-2},null,null,null,null,null,null,{"$f":"-X631*X622","v":0.11062058101597856},null,null,{"$f":"-X631*AA622","v":7.7039333207556501E-2}]
[null,null,null,null,null,null,null,null,null,null,null,null,null,{"$f":"-Q632*N622","v":-2.4794268158753813E-2},null,null,{"$f":"-Q632*Q622","v":-3.0516022349235464E-2},null,null,null,null,null,null,{"$f":"+Q633/2","v":-1.5258011174617732E-2}]
[null,null,null,null,null,null,null,null,null,null,null,null,null,null,null,null,{"$f":"+X634/2","v":4.4970980304136479E-3},null,null,null,null,null,null,{"$f":"-X633*X622","v":8.9941960608272958E-3},null,null,{"$f":"-X633*AA622","v":6.2638151137904378E-3}]
[null,null,null,null,null,null,null,null,null,null,null,null,null,{"$f":"-Q634*N622","v":-2.0159404963923247E-3},null,null,{"$f":"-Q634*Q622","v":-2.4811575340213231E-3},null,null,null,null,null,null,{"$f":"+Q635/2","v":-1.2405787670106616E-3}]
[null,null,null,null,null,null,null,null,null,null,null,null,null,null,null,null,null,null,null,null,null,null,null,{"$f":"-X635*X622","v":7.3128853634312689E-4},null,null,{"$f":"-X635*AA622","v":5.0929023066753479E-4}]
[null,null,null,{"$f":"SUM(D623:F636)","v":193.4210526315789},null,null,{"$f":"SUM(G623:I636)","v":-268.4210526315789},null,null,null,{"$f":"(((-G637-N637)/J613+I620*J613*0.5)^2/(2*I620))+G637","v":327.65624592538444},null,null,{"$f":"SUM(N623:P636)","v":439.17707292401082},null,null,{"$f":"SUM(Q623:S636)","v":-514.17707292401087},null,null,null,{"$f":"(((-Q637-X637)/U613+S620*U613*0.5)^2/(2*S620))+Q637","v":161.49138686927267},null,null,{"$f":"SUM(X623:Z636)","v":655.65301491413595},null,null,{"$f":"SUM(AA623:AC636)","v":-555.65301491413595},null,null,null,{"$f":"(((-AA637-AH637)/AE613+AD620*AE613*0.5)^2/(2*AD620))+AA637","v":444.61341746803714},null,null,{"$f":"SUM(AH623:AJ636)","v":183.51351351351349},null,null,{"$f":"SUM(AK623:AM636)","v":-98.513513513513487}]
[null,null,null,null,null,"kesme kuvveti diyagramı (KN)"]
[null,null,null,null,{"$f":"C620*D613","v":276.31578947368416},null,null,null,null,null,null,null,null,null,{"$f":"(0.5*I620*J613^2+N637+G637)/J613","v":601.21627615741465},null,null,null,null,null,null,null,null,null,{"$f":"(0.5*S620*U613^2+X637+Q637)/U613","v":600.07357858784451},null,null,null,null,null,null,null,null,null,{"$f":"(0.5*AD620*AE613^2+AH637+AA637)/AE613","v":507.42039148090561}]
[null,null,{"$f":"(E639*(D613-F611/2)/D613)","v":236.84210526315786},null,null,null,null,null,null,null,null,null,{"$f":"(O639*(M647-P611/2)/M647)","v":554.07943405215144},null,null,null,null,null,null,null,null,null,{"$f":"(Y639*(W647-Z611/2)/W647)","v":556.00691192117779},null,null,null,null,null,null,null,null,null,{"$f":"(AI639*(AG647-AJ611/2)/AG647)","v":466.4294004899146}]
[null,null,null,null,null,null,null,null,null,null,null,{"$f":"(O639*(M647-P611/2-$N$581)/M647)","v":353.74785510478301},null,null,null,null,null,null,null,null,null,{"$f":"(Y639*(W647-Z611/2-$N$581)/W647)","v":368.72357858784449},null,null,null,null,null,null,null,null,null,{"$f":"(AI639*(AG647-AJ611/2-$N$581)/AG647)","v":292.2176887782029},null,null,null,null,null,null,null,null,null,null,null,null,null,null,null,null,"mesnet yüzü"]
[]
[]
[null,null,null,null,null,null,null,null,{"$f":"(F646*(H647-F611/2-$N$581)/H647)","v":282.59951331626968},null,null,null,null,null,null,null,null,null,{"$f":"(P646*(R647-P611/2-$N$581)/R647)","v":314.30975474548876},null,null,null,null,null,null,null,null,null,{"$f":"(Z646*(AB647-Z611/2-$N$581)/AB647)","v":425.12465356413935}]
[null,null,null,null,null,null,null,{"$f":"(F646*(H647-F611/2)/H647)","v":482.93109226363805},null,null,null,null,null,null,null,null,null,{"$f":"(P646*(R647-P611/2)/R647)","v":501.59308807882218},null,null,null,null,null,null,null,null,null,{"$f":"(Z646*(AB647-Z611/2)/AB647)","v":599.33636527585111},null,null,null,null,null,null,null,null,null,{"$f":"(AJ646*(AK613-AJ611/2)/AK613)","v":170.27027027027023}]
[null,null,null,null,null,{"$f":"+I620*J613-O639","v":530.06793436890132},null,null,null,null,null,null,null,null,null,{"$f":"+S620*U613-Y639","v":545.65975474548884},null,null,null,null,null,null,null,null,null,{"$f":"+AD620*AE613-AI639","v":640.32735626684212},null,null,null,null,null,null,null,null,null,{"$f":"+AK613*AK620","v":218.91891891891888},null,null,null,null,"mesnet yüz. d mesafede"]
[null,null,null,{"$f":"+D613","v":1.4},null,"m",null,{"$f":"F646*J613/(F646+O639)","v":2.2490600163039582},null,"m",null,null,{"$f":"+J613-H647","v":2.5509399836960425},null,"m",null,null,{"$f":"P646*U613/(P646+Y639)","v":2.4765193104938978},null,"m",null,null,{"$f":"+U613-R647","v":2.7234806895061023},null,"m",null,null,{"$f":"Z646*AE613/(Z646+AI639)","v":3.124234573433823},null,"m",null,null,{"$f":"+AE613-AB647","v":2.4757654265661775},null,"m",null,{"$f":"+AK613","v":0.89999999999999991},null,"m"]
[]
[null,null,null,null,null,"moment diyagramı (KNm)"]
[null,null,null,null,null,null,null,null,null,null,{"$f":"+K637","v":327.65624592538444},null,null,null,null,null,null,null,null,null,{"$f":"+U637","v":161.49138686927267},null,null,null,null,null,null,null,null,null,{"$f":"+AE637","v":444.61341746803714}]
[]
[]
[]
[null,null,{"$f":"C640*(D613-F611/2)/2","v":142.10526315789471},null,null,null,null,{"$f":"E656-(H645+F646)/2*(F611/2)","v":167.12114996832497},null,null,null,null,{"$f":"+N655-(M640+O639)/2*P611/2","v":323.64750190305421},null,null,null,null,null,null,null,null,null,{"$f":"+X655-(W640+Y639)/2*Z611/2","v":540.04496586323376},null,null,null,null,null,null,null,null,null,null,null,null,null,null,{"$f":"AL645*(AK613-AJ611/2)/2","v":59.594594594594575}]
[null,null,null,{"$f":"+D637","v":193.4210526315789},null,null,null,null,null,null,null,null,null,{"$f":"+N637","v":439.17707292401082},null,null,null,{"$f":"+P657-(P646+R645)/2*P611/2","v":409.45178864157975},null,null,null,null,null,{"$f":"+X637","v":655.65301491413595},null,null,null,{"$f":"+Z657-(Z646+AB645)/2*Z611/2","v":431.68664275986663},null,null,null,null,{"$f":"+AJ657-(AG640+AI639)/2*AJ611/2","v":86.128534316431455},null,null,null,{"$f":"-AK637","v":98.513513513513487}]
[null,null,null,null,{"$f":"-G637","v":268.4210526315789}]
[null,null,null,null,null,null,null,null,null,null,null,null,null,null,null,{"$f":"-Q637","v":514.17707292401087},null,null,null,null,null,null,null,null,null,{"$f":"-AA637","v":555.65301491413595},null,null,null,null,null,null,null,null,null,{"$f":"+AH637","v":183.51351351351349}]
[]
[]
[null,"5 ADET KOLONLU SÜREKLİ TEMEL MOMENT VE KESME KUVVET HESABI \n(Zemin gerilmesi düzgün yayılı yük)\n(inş.müh. Gürcan BERBEROĞLU tel:0532 366 02 04   www.betoncelik.com )                                                                                                                                                                     "]
[null,null,null,null,null,null,null,null,null,null,null,null,null,null,null,null,null,null,null,null,null,null,null,null,null,"Dikkat sadece sarı hücrelere data girilecek."]
[null,null,null,"qt =",null,350,null,"KN/m²",null,null,"(zemin taşıma gücü)"]
[null,null,null,"d'=",50,null,"mm",null,{"$f":"IF(E663<50,\"artır.\",\"\")","v":""},null,null,"(pas payı)"]
[null,null,null,"d = h - d' =",null,null,null,{"$f":"+AO681","v":1.1000000000000001},null,"-",{"$f":"+E663/1000","v":0.05},null,"=",{"$f":"+H664-K664","v":1.05},null,"m"]
[null,null,null,"zemin birim hacim ağırlığı = g =",null,null,null,null,null,null,null,null,18,null,"KN/m3"]
[null,null,null,"zemin üst kotu ile temel tabanı kotu arası mesafe h' =",null,null,null,null,null,null,null,null,null,null,null,null,null,null,1.2,null,"m"]
[null,null,null,"qnet = qt - g * h' =",null,null,null,null,null,{"$f":"+F662","v":350},null,"-",{"$f":"+M665","v":18},null,"*",{"$f":"+S666","v":1.2},null,"=",{"$f":"+J667-M667*P667","v":328.4},null,null,"KN/m²"]
[null,null,null,"qo = å N / ( b * L ) =",null,null,null,null,null,{"$f":"+G690+O690+W690+AE690+AM690","v":5700},null,null," /(",{"$f":"+AT687","v":0.89999999999999991},null,"*",{"$f":"+W703","v":27.960526315789476},null,")=",{"$f":"+J668/(N668*Q668)","v":226.50980392156862},null,null,"KN/m²"]
[null,null,null,"qo =",null,{"$f":"+T668","v":226.50980392156862},null,null,"KN/m²",null,{"$f":"IF(F669<N669,\"<\",\">\")","v":"<"},"qnet =",null,{"$f":"+S667","v":328.4},null,null,"KN/m²",null,null,{"$f":"IF(F669<N669,\"uygun.\",\"uygun değil.\")","v":"uygun."}]
[null,null,null,"qz = å N /  L =",null,null,null,null,{"$f":"+J668","v":5700},null,null," /",{"$f":"+W703","v":27.960526315789476},null,"=",{"$f":"+I670/M670","v":203.85882352941175},null,null,"KN/m"]
[null,null,null,"ilk kolon noktasına göre moment alınırsa"]
[null,null,null,"M=",{"$f":"+G690","v":850},null,null,"+",{"$f":"+O690","v":950},null,null,"*",{"$f":"+K701","v":4.8},null,"+",{"$f":"+Q692","v":125},null,null,"+",{"$f":"+W690","v":1400},null,null,"*",{"$f":"+S701+K701","v":11.024999999999999},null,"+",{"$f":"+Y692","v":45},null,null,"+",{"$f":"+AE690","v":1300},null,null,"*",{"$f":"+AA701+S701+K701","v":17.399999999999999},null,"+",{"$f":"+AG692","v":-65},null,null,"+",{"$f":"+AM690","v":1200},null,null,"*",{"$f":"+AI701+AA701+S701+K701","v":23.400000000000002},null,"+",{"$f":"+AO692","v":-85}]
[null,null,null,"M=",null,{"$f":"+E672+I672*M672+P672+T672*X672+AA672+AE672*AI672+AL672+AP672*AT672+AW672","v":71565},null,null,"KNm"]
[null,null,null,"å N =",null,{"$f":"+J668","v":5700},null,null,"KN",null,null,"x = M / å N =",null,null,null,{"$f":"+F673","v":71565},null,null," /",{"$f":"+F674","v":5700},null,null,"=",{"$f":"+P674/T674","v":12.555263157894737},null,"m"]
[null,null,null,"bulunan bu x mesafesine göre simetrik seçilirse zemin gerilmesi düzgün yayılı olacaktır."]
[null,null,null,"sol konsol boyu =",null,null,null,null,null,{"$f":"+E701","v":1.425},null,"m.","seçilmiş."]
[null,null,null,"sağ konsol boyu =",null,null,null,null,null,2,"*(",{"$f":"+X674","v":12.555263157894737},null,"+",{"$f":"+E701","v":1.425},null,") -",{"$f":"+AI701","v":5.9999999999999991},null,"-",{"$f":"+AA701","v":6.375},null,"-",{"$f":"+S701","v":6.2249999999999996},null,"-",{"$f":"+K701","v":4.8},null,"-",{"$f":"+E701","v":1.425},null,"=",{"$f":"+J677*(L677+O677)-R677-U677-X677-AA677-AD677","v":3.1355263157894768},null,null,"m",null,null,null,null,null,null,null,null,null,"kesit a-a"]
[null,null,null,"ankastrelik momentleri"]
[null,null,null,"Mba =",null,{"$f":"Q708","v":203.85882352941175},null,null,"*",{"$f":"+E701","v":1.425},null,"² /",2,"=",{"$f":"+F679*J679^2/M679","v":206.98041176470588},null,null,"KNm"]
[null,null,null,"Mbc =",null,{"$f":"-Q708","v":-203.85882352941175},null,null,"*",{"$f":"+E701","v":1.425},null,"² /",2,"-",{"$f":"I692","v":100},null,"=",{"$f":"+F680*J680^2/M680-O680","v":-306.98041176470588},null,null,"KNm",null,null,null,null,null,null,null,null,null,null,null,null,"mesnet yüzü",null,null,null,null,null,null,"m"]
[null,null,null,"Mcb =",null,{"$f":"Q708","v":203.85882352941175},null,null,"*",{"$f":"+K701","v":4.8},null,"² /",8,"=",{"$f":"+F681*J681^2/M681","v":587.1134117647058},null,null,"KNm",null,null,null,null,null,null,null,null,null,null,null,null,null,null,null,null,null,null,null,null,null,null,1.1000000000000001,null,null,null,null,null,null,null,null,null,{"$f":"+AO681-AY683","v":0.8},null,"m"]
[null,null,null,"Mcd =",null,{"$f":"-Q708","v":-203.85882352941175},null,null,"*",{"$f":"+S701","v":6.2249999999999996},null,"² /",12,"=",-658.30473529411745,null,null,"KNm"]
[null,null,null,"Mdc =",null,{"$f":"Q708","v":203.85882352941175},null,null,"*",{"$f":"+S701","v":6.2249999999999996},null,"² /",12,"=",658.30473529411745,null,null,"KNm",null,null,null,null,null,null,null,null,null,null,null,null,null,null,null,null,null,null,null,null,null,null,null,null,null,null,null,null,null,null,null,null,0.3,null,"m"]
[null,null,null,"Mde =",null,{"$f":"-Q708","v":-203.85882352941175},null,null,"*",{"$f":"+AA701","v":6.375},null,"² /",12,"=",-690.41249999999991,null,null,"KNm"]
[null,null,null,"Med =",null,{"$f":"Q708","v":203.85882352941175},null,null,"*",{"$f":"+AA701","v":6.375},null,"² /",12,"=",690.41249999999991,null,null,"KNm",null,null,null,null,null,null,null,"mesnet yüz. d mesafede",null,null,null,null,null,null,null,null,null,null,null,null,null,null,null,null,0.2,null,"m",0.5,null,"m",{"$f":"+AQ685","v":0.2},null,"m"]
[null,null,null,"Mef =",null,{"$f":"-Q708","v":-203.85882352941175},null,null,"*",{"$f":"+AI701","v":5.9999999999999991},null,"² /",8,"=",-917.3647058823525,null,null,"KNm"]
[null,null,null,"Mfg =",null,{"$f":"Q708","v":203.85882352941175},null,null,"*",{"$f":"+AN701","v":3.1355263157894768},null,"² /",2,"-",{"$f":"AO692","v":-85},null,"=",{"$f":"+F687*J687^2/M687-O687","v":1087.121588235296},null,null,"KNm",null,null,null,null,null,null,null,null,null,null,null,null,null,null,null,null,null,null,null,null,null,null,null,"b=",{"$f":"+AQ685+AT685+AW685","v":0.89999999999999991},null,"m"]
[null,null,null,"Mgf =",null,{"$f":"-Q708","v":-203.85882352941175},null,null,"*",{"$f":"+AN701","v":3.1355263157894768},null,"² /",2,"=",{"$f":"+F688*J688^2/M688","v":-1002.121588235296},null,null,"KNm"]
[]
[null,null,null,null,null,null,850,null,null,"KN",null,null,null,null,950,null,null,"KN",null,null,null,null,1400,null,null,"KN",null,null,null,null,1300,null,null,"KN",null,null,null,null,1200,null,null,"KN"]
[null,null,null,null,null,"-",null,null,"+",null,null,null,null,"-",null,null,"+",null,null,null,null,"-",null,null,"+",null,null,null,null,"-",null,null,"+",null,null,null,null,"-",null,null,"+"]
[null,null,null,null,null,null,null,null,100,null,null,"KNm",null,null,null,null,125,null,null,"KNm",null,null,null,null,45,null,null,"KNm",null,null,null,null,-65,null,null,"KNm",null,null,null,null,-85,null,null,"KNm"]
[null,null,null,null,null,null,null,null,null,null,null,null,null,null,null,null,null,null,null,null,"a"]
[]
[]
[]
[]
[null,null,null,null,null,null,null,null,null,null,null,null,null,null,null,null,null,null,null,null,"a"]
[null,null,null,null,1.25,null,0.35,null,"m",null,4.4000000000000004,null,"m",null,0.45,null,"m",null,5.8,null,"m",null,0.4,null,"m",null,6,null,"m",null,0.35,null,"m",null,5.6,null,"m",null,0.45,null,{"$f":"+AN701-AM699/2","v":2.9105263157894767},null,"m"]
[]
[null,null,null,null,{"$f":"+E699+G699/2","v":1.425},null,"m",null,null,null,{"$f":"+G699/2+K699+O699/2","v":4.8},null,"m",null,null,null,null,null,{"$f":"+O699/2+S699+W699/2","v":6.2249999999999996},null,"m",null,null,null,null,null,{"$f":"+W699/2+AA699+AE699/2","v":6.375},null,"m",null,null,null,null,null,{"$f":"+AE699/2+AI699+AM699/2","v":5.9999999999999991},null,"m",null,null,{"$f":"+AG677","v":3.1355263157894768},null,"m"]
[]
[null,null,null,null,null,null,null,null,null,null,null,null,null,null,null,null,null,null,null,null,null,"L=",{"$f":"+E699+G699+K699+O699+S699+W699+AA699+AE699+AI699+AM699+AO699","v":27.960526315789476},null,"m"]
[]
[null,null,null,"a",null,null,"b",null,null,null,null,null,null,null,"c",null,null,null,null,null,null,null,"d",null,null,null,null,null,null,null,"e",null,null,null,null,null,null,null,"f",null,null,null,"g"]
[]
[]
[null,null,null,null,null,null,null,null,null,null,null,null,null,null,"qz =",null,{"$f":"+P670","v":203.85882352941175},null,null,"KN/m"]
[]
[null,null,null,null,1,null,null,1,null,null,null,null,{"$f":"(3/K701)/(3/K701+4/S701)","v":0.49306930693069306},null,null,{"$f":"(4/S701)/(3/K701+4/S701)","v":0.50693069306930694},null,null,null,null,{"$f":"(4/S701)/(4/S701+4/AA701)","v":0.50595238095238093},null,null,{"$f":"(4/AA701)/(4/S701+4/AA701)","v":0.49404761904761907},null,null,null,null,{"$f":"(4/AA701)/(4/AA701+3/AI701)","v":0.55652173913043479},null,null,{"$f":"(3/AI701)/(4/AA701+3/AI701)","v":0.44347826086956532},null,null,null,null,1,null,null,1]
[null,null,null,null,{"$f":"(Q708*E701^2/2)","v":206.98041176470588},null,null,{"$f":"-(Q708*E701^2/2)-I692","v":-306.98041176470588},null,null,null,null,{"$f":"Q708*K701^2/8","v":587.1134117647058},null,null,{"$f":"-Q708*S701^2/12","v":-658.30473529411745},null,null,null,null,{"$f":"Q708*S701^2/12","v":658.30473529411745},null,null,{"$f":"-Q708*AA701^2/12","v":-690.41249999999991},null,null,null,null,{"$f":"Q708*AA701^2/12","v":690.41249999999991},null,null,{"$f":"-Q708*AI701^2/8","v":-917.3647058823525},null,null,null,null,{"$f":"Q708*AN701^2/2-AO692","v":1087.121588235296},null,null,{"$f":"-Q708*AN701^2/2","v":-1002.121588235296}]
[null,null,null,null,null,null,null,null,null,null,null,null,{"$f":"+H711/2","v":-153.49020588235294},null,null,null,null,null,null,null,null,null,null,null,null,null,null,null,null,null,null,{"$f":"+AK711/2","v":543.56079411764802}]
[null,null,null,null,null,null,null,null,null,null,null,null,{"$f":"-(M712+M711+P711+Q692)*M710","v":49.149902620850263},null,null,{"$f":"-(M712+M711+P711+Q692)*P710","v":50.531626790914324},null,null,null,null,{"$f":"+P713/2","v":25.265813395457162},null,null,{"$f":"+AC713/2","v":-70.012824552430061},null,null,null,null,{"$f":"-(AF712+AC711+AF711+AG692)*AC710","v":-140.02564910486012},null,null,{"$f":"-(AF712+AC711+AF711+AG692)*AF710","v":-111.58293913043543}]
[null,null,null,null,null,null,null,null,null,null,null,null,null,null,null,{"$f":"+U714/2","v":8.0584998462580568},null,null,null,null,{"$f":"-(U713+U711+X711+X713+Y692)*U710","v":16.116999692516114},null,null,{"$f":"-(U713+U711+X711+X713+Y692)*X710","v":15.737776170339265},null,null,null,null,{"$f":"+X714/2","v":7.8688880851696323}]
[null,null,null,null,null,null,null,null,null,null,null,null,{"$f":"-P714*M710","v":-3.9733989340955569},null,null,{"$f":"-P714*P710","v":-4.0851009121624999},null,null,null,null,{"$f":"+P715/2","v":-2.04255045608125},null,null,{"$f":"+AC715/2","v":-2.1896036410906805},null,null,null,null,{"$f":"-AC714*AC710","v":-4.379207282181361},null,null,{"$f":"-AC714*AF710","v":-3.4896808029882727}]
[null,null,null,null,null,null,null,null,null,null,null,null,null,null,null,{"$f":"+U716/2","v":1.0706342210107562},null,null,null,null,{"$f":"-(U715+X715)*U710","v":2.1412684420215125},null,null,{"$f":"-(U715+X715)*X710","v":2.090885655150418},null,null,null,null,{"$f":"+X716/2","v":1.045442827575209}]
[null,null,null,null,null,null,null,null,null,null,null,null,{"$f":"-P716*M710","v":-0.52789687333005608},null,null,{"$f":"-P716*P710","v":-0.54273734768070014},null,null,null,null,{"$f":"+P717/2","v":-0.27136867384035007},null,null,{"$f":"+AC717/2","v":-0.29090583028179728},null,null,null,null,{"$f":"-AC716*AC710","v":-0.58181166056359457},null,null,{"$f":"-AC716*AF710","v":-0.46363116701161455}]
[null,null,null,null,null,null,null,null,null,null,null,null,null,null,null,{"$f":"+U718/2","v":0.14224206205470988},null,null,null,null,{"$f":"-(U717+X717)*U710","v":0.28448412410941976},null,null,{"$f":"-(U717+X717)*X710","v":0.27779038001272754},null,null,null,null,{"$f":"+X718/2","v":0.13889519000636377}]
[null,null,null,null,null,null,null,null,null,null,null,null,{"$f":"-P718*M710","v":-7.013519495370843E-2},null,null,{"$f":"-P718*P710","v":-7.2106867101001448E-2},null,null,null,null,{"$f":"+P719/2","v":-3.6053433550500724E-2},null,null,{"$f":"+AC719/2","v":-3.8649096349596873E-2},null,null,null,null,{"$f":"-AC718*AC710","v":-7.7298192699193746E-2},null,null,{"$f":"-AC718*AF710","v":-6.1596997307170033E-2}]
[null,null,null,null,null,null,null,null,null,null,null,null,null,null,null,{"$f":"+U720/2","v":1.8897961433060405E-2},null,null,null,null,{"$f":"-(U719+X719)*U710","v":3.779592286612081E-2},null,null,{"$f":"-(U719+X719)*X710","v":3.6906607033976788E-2},null,null,null,null,{"$f":"+X720/2","v":1.8453303516988394E-2}]
[null,null,null,null,null,null,null,null,null,null,null,null,{"$f":"-P720*M710","v":-9.3180047462020615E-3},null,null,{"$f":"-P720*P710","v":-9.5799566868583434E-3},null,null,null,null,{"$f":"+P721/2","v":-4.7899783434291717E-3},null,null,{"$f":"+AC721/2","v":-5.1348322829880746E-3},null,null,null,null,{"$f":"-AC720*AC710","v":-1.0269664565976149E-2},null,null,{"$f":"-AC720*AF710","v":-8.1836389510122464E-3}]
[null,null,null,null,null,null,null,null,null,null,null,null,null,null,null,{"$f":"+U722/2","v":2.5107407834686489E-3},null,null,null,null,{"$f":"-(U721+X721)*U710","v":5.0214815669372978E-3},null,null,{"$f":"-(U721+X721)*X710","v":4.9033290594799493E-3},null,null,null,null,{"$f":"+X722/2","v":2.4516645297399746E-3}]
[null,null,null,null,null,null,null,null,null,null,null,null,{"$f":"-P722*M710","v":-1.2379692179875119E-3},null,null,{"$f":"-P722*P710","v":-1.272771565481137E-3},null,null,null,null,{"$f":"+P723/2","v":-6.3638578274056849E-4},null,null,{"$f":"+AC723/2","v":-6.8220230392764512E-4},null,null,null,null,{"$f":"-AC722*AC710","v":-1.3644046078552902E-3},null,null,{"$f":"-AC722*AF710","v":-1.0872599218846846E-3}]
[null,null,null,null,null,null,null,null,null,null,null,null,null,null,null,null,null,null,null,null,{"$f":"-(U723+X723)*U710","v":6.6714278194522712E-4},null,null,{"$f":"-(U723+X723)*X710","v":6.514453047229866E-4}]
[null,null,null,null,{"$f":"SUM(E711:G724)","v":206.98041176470588},null,null,{"$f":"SUM(H711:J724)","v":-306.98041176470588},null,null,{"$f":"(((-H725-M725)/K701+Q708*K701*0.5)^2/(2*Q708))+H725","v":197.64811411071798},null,{"$f":"SUM(M711:O724)","v":478.1911215268596},null,null,{"$f":"SUM(P711:R724)","v":-603.19112152685955},null,null,{"$f":"(((-P725-U725)/S701+Q708*S701*0.5)^2/(2*Q708))+P725","v":336.55160514563602},null,{"$f":"SUM(U711:W724)","v":699.80138656783845},null,null,{"$f":"SUM(X711:Z724)","v":-744.80138656783834},null,null,{"$f":"(((-X725-AC725)/AA701+Q708*AA701*0.5)^2/(2*Q708))+X725","v":388.20015185715783},null,{"$f":"SUM(AC711:AE724)","v":554.41103076131958},null,null,{"$f":"SUM(AF711:AH724)","v":-489.41103076131986},null,null,{"$f":"(((-AF725-AK725)/AI701+Q708*AI701*0.5)^2/(2*Q708))+AF725","v":153.43835546908946},null,{"$f":"SUM(AK711:AM724)","v":1087.121588235296},null,null,{"$f":"SUM(AN711:AP724)","v":-1002.121588235296}]
[null,null,null,null,null,null,"kesme kuvveti diyagramı (KN)"]
[null,null,null,null,null,{"$f":"Q708*E701","v":290.49882352941177},null,null,null,null,null,null,null,{"$f":"(0.5*Q708*K701^2+M725+H725)/K701","v":524.93007433770356},null,null,null,null,null,null,null,{"$f":"(0.5*Q708*S701^2+U725+P725)/S701","v":650.03030952701749},null,null,null,null,null,null,null,{"$f":"(0.5*Q708*AA701^2+AC725+X725)/AA701","v":619.93484614799706},null,null,null,null,null,null,null,{"$f":"(0.5*Q708*AI701^2+AK725+AF725)/AI701","v":711.1948968338977}]
[null,null,null,{"$f":"(F727*(E701-G699/2)/E701)","v":254.8235294117647},null,null,null,null,null,null,null,{"$f":"(N727*(M735-O699/2)/M735)","v":479.06183904358591},null,null,null,null,null,null,null,{"$f":"(V727*(U735-W699/2)/U735)","v":609.25854482113505},null,null,null,null,null,null,null,{"$f":"(AD727*(AC735-AE699/2)/AC735)","v":584.25955203035005},null,null,null,null,null,null,null,{"$f":"(AL727*(AK735-AM699/2)/AK735)","v":665.32666153978005}]
[null,null,null,null,null,null,null,null,null,null,{"$f":"(N727*(M735-O699/2-$N$664)/M735)","v":265.01007433770354},null,null,null,null,null,null,null,{"$f":"(V727*(U735-W699/2-$N$664)/U735)","v":395.20678011525274},null,null,null,null,null,null,null,{"$f":"(AD727*(AC735-AE699/2-$N$664)/AC735)","v":370.20778732446769},null,null,null,null,null,null,null,{"$f":"(AL727*(AK735-AM699/2-$N$664)/AK735)","v":451.27489683389769}]
[]
[]
[null,null,null,null,null,null,null,null,null,{"$f":"(G734*(I735-G699/2-$N$664)/I735)","v":203.86521977994346},null,null,null,null,null,null,null,{"$f":"(O734*(Q735-O699/2-$N$664)/Q735)","v":359.07086694357048},null,null,null,null,null,null,null,{"$f":"(W734*(Y735-W699/2-$N$664)/Y735)","v":424.84162444023815},null,null,null,null,null,null,null,{"$f":"(AE734*(AG735-AE699/2-$N$664)/AG735)","v":262.23098551904314}]
[null,null,null,null,null,null,null,null,{"$f":"(G734*(I735-G699/2)/I735)","v":417.91698448582576},null,null,null,null,null,null,null,{"$f":"(O734*(Q735-O699/2)/Q735)","v":573.12263164945284},null,null,null,null,null,null,null,{"$f":"(W734*(Y735-W699/2)/Y735)","v":638.89338914612051},null,null,null,null,null,null,null,{"$f":"(AE734*(AG735-AE699/2)/AG735)","v":476.28275022492551},null,null,null,null,null,null,null,{"$f":"(AM734*(AN701-AM699/2)/AN701)","v":593.3364705882359}]
[null,null,null,null,null,null,{"$f":"+Q708*K701-N727","v":453.59227860347278},null,null,null,null,null,null,null,{"$f":"+Q708*S701-V727","v":618.9908669435705},null,null,null,null,null,null,null,{"$f":"+Q708*AA701-AD727","v":679.66515385200285},null,null,null,null,null,null,null,{"$f":"+Q708*AI701-AL727","v":511.95804434257252},null,null,null,null,null,null,null,{"$f":"+AN701*Q708","v":639.20470588235355}]
[null,null,null,null,{"$f":"+E701","v":1.425},null,"m",null,{"$f":"G734*K701/(G734+N727)","v":2.2250313758826867},null,"m",null,{"$f":"+K701-I735","v":2.5749686241173131},null,"m",null,{"$f":"O734*S701/(O734+V727)","v":3.0363702498963239},null,"m",null,{"$f":"+S701-Q735","v":3.1886297501036758},null,"m",null,{"$f":"W734*AA701/(W734+AD727)","v":3.3339991965270226},null,"m",null,{"$f":"+AA701-Y735","v":3.0410008034729774},null,"m",null,{"$f":"AE734*AI701/(AE734+AL727)","v":2.5113362055123885},null,"m",null,{"$f":"+AI701-AG735","v":3.4886637944876107},null,"m",{"$f":"+AN701","v":3.1355263157894768},null,"m"]
[]
[null,null,null,null,null,null,"moment diyagramı (KNm)"]
[null,null,null,null,null,null,null,null,null,null,{"$f":"+K725","v":197.64811411071798},null,null,null,null,null,null,null,{"$f":"+S725","v":336.55160514563602},null,null,null,null,null,null,null,{"$f":"+AA725","v":388.20015185715783},null,null,null,null,null,null,null,{"$f":"+AI725","v":153.43835546908946}]
[]
[]
[]
[null,null,null,{"$f":"D728*(E701-G699/2)/2","v":159.26470588235293},null,null,null,null,{"$f":"F744-(I733+G734)/2*(G699/2)","v":230.72335124439226},null,null,{"$f":"+M744-(L728+N727)/2*O699/2","v":365.24203127146455},null,null,null,null,{"$f":"O745-(Q733+O734)/2*(O699/2)","v":469.07835293514438},null,null,{"$f":"+U744-(T728+V727)/2*W699/2","v":573.87250113302321},null,null,null,null,{"$f":"W745-(Y733+W734)/2*(W699/2)","v":612.945532268026},null,null,{"$f":"+AC744-(AB728+AD727)/2*AE699/2","v":449.04402092071422},null,null,null,null,{"$f":"AE745-(AG733+AE734)/2*(AE699/2)","v":402.93996123666381},null,null,{"$f":"+AM745-(AJ728+AL727)/2*AM699/2","v":932.26291291825726},null,null,null,null,{"$f":"AO733*(AN701-AM699/2)/2","v":863.46070588235477}]
[null,null,null,null,{"$f":"+E725","v":206.98041176470588}]
[null,null,null,null,null,{"$f":"-H725","v":306.98041176470588},null,null,null,null,null,null,{"$f":"+M725","v":478.1911215268596},null,null,null,null,null,null,null,{"$f":"+U725","v":699.80138656783845},null,null,null,null,null,null,null,{"$f":"+AC725","v":554.41103076131958},null,null,null,null,null,null,null,null,null,null,{"$f":"-AN725","v":1002.121588235296}]
[null,null,null,null,null,null,null,null,null,null,null,null,null,null,{"$f":"-P725","v":603.19112152685955},null,null,null,null,null,null,null,{"$f":"-X725","v":744.80138656783834},null,null,null,null,null,null,null,{"$f":"-AF725","v":489.41103076131986},null,null,null,null,null,null,null,{"$f":"+AK725","v":1087.121588235296}]
[]
[]
[null,"5 ADET KOLONLU SÜREKLİ TEMEL MOMENT VE KESME KUVVET HESABI \n(Zemin gerilmesi değişken)\n(inş.müh. Gürcan BERBEROĞLU tel:0532 366 02 04   www.betoncelik.com )                                                                                                                                                                     "]
[null,null,null,null,null,null,null,null,null,null,null,null,null,null,null,null,null,null,null,null,null,null,null,null,null,"Dikkat sadece sarı hücrelere data girilecek."]
[null,null,null,"qt =",null,350,null,"KN/m²",null,null,"(zemin taşıma gücü)"]
[null,null,null,"d'=",50,null,"mm",null,{"$f":"IF(E751<50,\"artır.\",\"\")","v":""},null,null,"(pas payı)"]
[null,null,null,"d = h - d' =",null,null,null,{"$f":"+V773","v":0.9},null,"-",{"$f":"+E751/1000","v":0.05},null,"=",{"$f":"+H752-K752","v":0.85},null,"m"]
[null,null,null,"zemin birim hacim ağırlığı = g =",null,null,null,null,null,null,null,null,18,null,"KN/m3"]
[null,null,null,"zemin üst kotu ile temel tabanı kotu arası mesafe h' =",null,null,null,null,null,null,null,null,null,null,null,null,null,null,1.2,null,"m"]
[null,null,null,"qnet = qt - g * h' =",null,null,null,null,null,{"$f":"+F750","v":350},null,"-",{"$f":"+M753","v":18},null,"*",{"$f":"+S754","v":1.2},null,"=",{"$f":"+J755-M755*P755","v":328.4},null,null,"KN/m²"]
[null,null,null,"qo = qmax /  b =",null,null,null,null,{"$f":"MAX(AR766,AT761,AT757,AV760,AV759,AV758,AH763,AR764,AR765,AR767,AH768)","v":222.22222222222223},null,null," /",{"$f":"+AA779","v":0.89999999999999991},null,"=",{"$f":"+I756/M756","v":246.91358024691363},null,null,"KN/m²",null,null,null,null,null,null,null,null,null,null,null,null,"kolon altı gerilmeler"]
[null,null,null,"qo =",null,{"$f":"+P756","v":246.91358024691363},null,null,"KN/m²",null,{"$f":"IF(F757<N757,\"<\",\">\")","v":"<"},"qnet =",null,{"$f":"+S755","v":328.4},null,null,"KN/m²",null,null,{"$f":"IF(F757<N757,\"uygun.\",\"uygun değil.\")","v":"uygun."},null,null,null,null,null,null,null,null,null,null,null,"q1' =",null,{"$f":"+G781","v":850},null,null," /(",{"$f":"+E792","v":1.425},null,"+",{"$f":"+K792","v":4.8},null," /",2,")=",{"$f":"+AH757/(AL757+AO757/AR757)","v":222.2222222222222},null,null,"KN/m"]
[null,null,null,"ankastrelik momentleri",null,null,null,null,null,null,null,null,null,null,null,null,null,null,null,null,null,null,null,null,null,null,null,null,null,null,null,"q2' =",null,{"$f":"+O781","v":950},null,null," /(",{"$f":"+K792","v":4.8},null," /",2,"+",{"$f":"+S792","v":6.2249999999999996},null," /",2,")=",{"$f":"+AH758/(AL758/AO758+AQ758/AT758)","v":172.33560090702949},null,null,"KN/m"]
[null,null,null,"Mba =",null,{"$f":"D799","v":222.2222222222222},null,null,"*",{"$f":"+E792","v":1.425},null,"² /",2,"=",{"$f":"+F759*J759^2/M759","v":225.625},null,null,"KNm",null,null,null,null,null,null,null,null,null,null,null,null,null,"q3' =",null,{"$f":"+W781","v":1400},null,null," /(",{"$f":"+S792","v":6.2249999999999996},null," /",2,"+",{"$f":"+AA792","v":6.375},null," /",2,")=",{"$f":"+AH759/(AL759/AO759+AQ759/AT759)","v":222.22222222222223},null,null,"KN/m"]
[null,null,null,"Mbc =",null,{"$f":"-D799","v":-222.2222222222222},null,null,"*",{"$f":"+E792","v":1.425},null,"² /",2,"-",{"$f":"I783","v":100},null,"=",{"$f":"+F760*J760^2/M760-O760","v":-325.625},null,null,"KNm",null,null,null,null,null,null,null,null,null,null,"q4' =",null,{"$f":"+AE781","v":1300},null,null," /(",{"$f":"+AA792","v":6.375},null," /",2,"+",{"$f":"+AI792","v":5.9999999999999991},null," /",2,")=",{"$f":"+AH760/(AL760/AO760+AQ760/AT760)","v":210.1010101010101},null,null,"KN/m"]
[null,null,null,"Mcb =",null,{"$f":"J799","v":197.27891156462584},null,null,"*",{"$f":"+K792","v":4.8},null,"² /",8,"=",{"$f":"+F761*J761^2/M761","v":568.16326530612241},null,null,"KNm",null,null,null,null,null,null,null,null,null,null,null,null,null,"q5' =",null,{"$f":"+AM781","v":1200},null,null," /(",{"$f":"+AI792","v":5.9999999999999991},null," /",2,"+",{"$f":"+AN792","v":3.125},null,")=",{"$f":"+AH761/(AL761/AO761+AQ761)","v":195.91836734693877},null,null,"KN/m"]
[null,null,null,"Mcd =",null,{"$f":"-Q799","v":-197.27891156462584},null,null,"*",{"$f":"+S792","v":6.2249999999999996},null,"² /",12,"=",-637.05676020408146,null,null,"KNm",null,null,null,null,null,null,null,null,null,null,null,null,null,"ortalama kolon altı gerilmeler"]
[null,null,null,"Mdc =",null,{"$f":"Q799","v":197.27891156462584},null,null,"*",{"$f":"+S792","v":6.2249999999999996},null,"² /",12,"=",637.05676020408146,null,null,"KNm",null,null,null,null,null,null,null,null,null,null,null,null,null,"q1 =",null,{"$f":"+AT757","v":222.2222222222222},null,null,"KN/m"]
[null,null,null,"Mde =",null,{"$f":"-Z799","v":-216.16161616161617},null,null,"*",{"$f":"+AA792","v":6.375},null,"² /",12,"=",-732.0785984848485,null,null,"KNm",null,null,null,null,null,null,null,null,null,null,null,null,null,"q2 = (",null,{"$f":"+AT757","v":222.2222222222222},null,null,"+",{"$f":"+AV758","v":172.33560090702949},null,null,")/",2,"=",{"$f":"(AH764+AL764)/AP764","v":197.27891156462584},null,null,"KN/m"]
[null,null,null,"Med =",null,{"$f":"Z799","v":216.16161616161617},null,null,"*",{"$f":"+AA792","v":6.375},null,"² /",12,"=",732.0785984848485,null,null,"KNm",null,null,null,null,null,null,null,null,null,null,null,null,null,"q3 = (",null,{"$f":"+AV758","v":172.33560090702949},null,null,"+",{"$f":"+AV759","v":222.22222222222223},null,null,")/",2,"=",{"$f":"(AH765+AL765)/AP765","v":197.27891156462584},null,null,"KN/m"]
[null,null,null,"Mef =",null,{"$f":"-AH799","v":-203.00968872397442},null,null,"*",{"$f":"+AI792","v":5.9999999999999991},null,"² /",8,"=",-913.54359925788458,null,null,"KNm",null,null,null,null,null,null,null,null,null,null,null,null,null,"q4 = (",null,{"$f":"+AV759","v":222.22222222222223},null,null,"+",{"$f":"+AV760","v":210.1010101010101},null,null,")/",2,"=",{"$f":"(AH766+AL766)/AP766","v":216.16161616161617},null,null,"KN/m"]
[null,null,null,"Mfg =",null,{"$f":"AN799","v":195.91836734693877},null,null,"*",{"$f":"+AN792","v":3.125},null,"² /",2,"-",{"$f":"AO783","v":-85},null,"=",{"$f":"+F767*J767^2/M767-O767","v":1041.6326530612246},null,null,"KNm",null,null,null,null,null,null,null,null,null,null,"q5 = (",null,{"$f":"+AV760","v":210.1010101010101},null,null,"+",{"$f":"+AT761","v":195.91836734693877},null,null,")/",2,"=",{"$f":"(AH767+AL767)/AP767","v":203.00968872397442},null,null,"KN/m"]
[null,null,null,"Mgf =",null,{"$f":"-AN799","v":-195.91836734693877},null,null,"*",{"$f":"+AN792","v":3.125},null,"² /",2,"=",{"$f":"+F768*J768^2/M768","v":-956.63265306122446},null,null,"KNm",null,null,null,null,null,null,null,null,null,null,null,null,null,"q6 =",null,{"$f":"+AT761","v":195.91836734693877},null,null,"KN/m"]
[null,null,null,null,null,null,null,null,null,null,null,null,null,null,null,null,null,null,null,null,null,null,null,null,null,"kesit a-a"]
[]
[]
[null,null,null,null,null,null,null,null,null,null,null,null,null,null,"mesnet yüzü",null,null,null,null,null,null,"m"]
[null,null,null,null,null,null,null,null,null,null,null,null,null,null,null,null,null,null,null,null,null,0.9,null,null,null,null,null,null,null,null,null,{"$f":"+V773-AF775","v":0.60000000000000009},null,"m"]
[]
[null,null,null,null,null,null,null,null,null,null,null,null,null,null,null,null,null,null,null,null,null,null,null,null,null,null,null,null,null,null,null,0.3,null,"m"]
[]
[null,null,null,null,null,null,"mesnet yüz. d mesafede",null,null,null,null,null,null,null,null,null,null,null,null,null,null,null,null,0.2,null,"m",0.5,null,"m",{"$f":"+X777","v":0.2},null,"m"]
[]
[null,null,null,null,null,null,null,null,null,null,null,null,null,null,null,null,null,null,null,null,null,null,null,null,null,"b=",{"$f":"+X777+AA777+AD777","v":0.89999999999999991},null,"m"]
[]
[null,null,null,null,null,null,850,null,null,"KN",null,null,null,null,950,null,null,"KN",null,null,null,null,1400,null,null,"KN",null,null,null,null,1300,null,null,"KN",null,null,null,null,1200,null,null,"KN"]
[null,null,null,null,null,"-",null,null,"+",null,null,null,null,"-",null,null,"+",null,null,null,null,"-",null,null,"+",null,null,null,null,"-",null,null,"+",null,null,null,null,"-",null,null,"+"]
[null,null,null,null,null,null,null,null,100,null,null,"KNm",null,null,null,null,125,null,null,"KNm",null,null,null,null,45,null,null,"KNm",null,null,null,null,-65,null,null,"KNm",null,null,null,null,-85,null,null,"KNm"]
[null,null,null,null,null,null,null,null,null,null,null,null,null,null,null,null,null,null,null,null,"a"]
[]
[]
[]
[]
[null,null,null,null,null,null,null,null,null,null,null,null,null,null,null,null,null,null,null,null,"a"]
[null,null,null,null,1.25,null,0.35,null,"m",null,4.4000000000000004,null,"m",null,0.45,null,"m",null,5.8,null,"m",null,0.4,null,"m",null,6,null,"m",null,0.35,null,"m",null,5.6,null,"m",null,0.45,null,2.9,null,"m"]
[]
[null,null,null,null,{"$f":"+E790+G790/2","v":1.425},null,"m",null,null,null,{"$f":"+G790/2+K790+O790/2","v":4.8},null,"m",null,null,null,null,null,{"$f":"+O790/2+S790+W790/2","v":6.2249999999999996},null,"m",null,null,null,null,null,{"$f":"+W790/2+AA790+AE790/2","v":6.375},null,"m",null,null,null,null,null,{"$f":"+AE790/2+AI790+AM790/2","v":5.9999999999999991},null,"m",null,null,{"$f":"+AO790+AM790/2","v":3.125},null,"m"]
[]
[null,null,null,null,null,null,null,null,null,null,null,null,null,null,null,null,null,null,null,null,null,"L=",{"$f":"+E790+G790+K790+O790+S790+W790+AA790+AE790+AI790+AM790+AO790","v":27.95},null,"m"]
[]
[null,null,null,"a",null,null,"b",null,null,null,null,null,null,null,"c",null,null,null,null,null,null,null,"d",null,null,null,null,null,null,null,"e",null,null,null,null,null,null,null,"f",null,null,null,"g"]
[]
[]
[null,null,null,{"$f":"+AH763","v":222.2222222222222},null,null,"KN/m",null,null,{"$f":"+AR764","v":197.27891156462584},null,null,"KN/m",null,null,null,{"$f":"+AR765","v":197.27891156462584},null,null,"KN/m",null,null,null,null,null,{"$f":"+AR766","v":216.16161616161617},null,null,"KN/m",null,null,null,null,{"$f":"+AR767","v":203.00968872397442},null,null,"KN/m",null,null,{"$f":"+AH768","v":195.91836734693877},null,null,"KN/m"]
[]
[null,null,null,null,1,null,null,1,null,null,null,null,{"$f":"(3/K792)/(3/K792+4/S792)","v":0.49306930693069306},null,null,{"$f":"(4/S792)/(3/K792+4/S792)","v":0.50693069306930694},null,null,null,null,{"$f":"(4/S792)/(4/S792+4/AA792)","v":0.50595238095238093},null,null,{"$f":"(4/AA792)/(4/S792+4/AA792)","v":0.49404761904761907},null,null,null,null,{"$f":"(4/AA792)/(4/AA792+3/AI792)","v":0.55652173913043479},null,null,{"$f":"(3/AI792)/(4/AA792+3/AI792)","v":0.44347826086956532},null,null,null,null,1,null,null,1]
[null,null,null,null,{"$f":"(D799*E792^2/2)","v":225.625},null,null,{"$f":"-(D799*E792^2/2)-I783","v":-325.625},null,null,null,null,{"$f":"J799*K792^2/8","v":568.16326530612241},null,null,{"$f":"-Q799*S792^2/12","v":-637.05676020408146},null,null,null,null,{"$f":"Q799*S792^2/12","v":637.05676020408146},null,null,{"$f":"-Z799*AA792^2/12","v":-732.0785984848485},null,null,null,null,{"$f":"Z799*AA792^2/12","v":732.0785984848485},null,null,{"$f":"-AH799*AI792^2/8","v":-913.54359925788458},null,null,null,null,{"$f":"AN799*AN792^2/2-AO783","v":1041.6326530612246},null,null,{"$f":"-AN799*AN792^2/2","v":-956.63265306122446}]
[null,null,null,null,null,null,null,null,null,null,null,null,{"$f":"+H802/2","v":-162.8125},null,null,null,null,null,null,null,null,null,null,null,null,null,null,null,null,null,null,{"$f":"+AK802/2","v":520.81632653061229}]
[null,null,null,null,null,null,null,null,null,null,null,null,{"$f":"-(M803+M802+P802+Q783)*M801","v":52.613450949686737},null,null,{"$f":"-(M803+M802+P802+Q783)*P801","v":54.092543948272308},null,null,null,null,{"$f":"+P804/2","v":27.046271974136154},null,null,{"$f":"+AC804/2","v":-76.341238471673378},null,null,null,null,{"$f":"-(AF803+AC802+AF802+AG783)*AC801","v":-152.68247694334676},null,null,{"$f":"-(AF803+AC802+AF802+AG783)*AF801","v":-121.66884881422948}]
[null,null,null,null,null,null,null,null,null,null,null,null,null,null,null,{"$f":"+U805/2","v":25.124786923082915},null,null,null,null,{"$f":"-(U804+U802+X802+X804+Y783)*U801","v":50.249573846165831},null,null,{"$f":"-(U804+U802+X802+X804+Y783)*X801","v":49.067230932138401},null,null,null,null,{"$f":"+X805/2","v":24.5336154660692}]
[null,null,null,null,null,null,null,null,null,null,null,null,{"$f":"-P805*M801","v":-12.388261274945833},null,null,{"$f":"-P805*P801","v":-12.736525648137082},null,null,null,null,{"$f":"+P806/2","v":-6.3682628240685411},null,null,{"$f":"+AC806/2","v":-6.8267451731670823},null,null,null,null,{"$f":"-AC805*AC801","v":-13.653490346334165},null,null,{"$f":"-AC805*AF801","v":-10.880125119735039}]
[null,null,null,null,null,null,null,null,null,null,null,null,null,null,null,{"$f":"+U807/2","v":3.3380228564435357},null,null,null,null,{"$f":"-(U806+X806)*U801","v":6.6760457128870714},null,null,{"$f":"-(U806+X806)*X801","v":6.5189622843485528},null,null,null,null,{"$f":"+X807/2","v":3.2594811421742764}]
[null,null,null,null,null,null,null,null,null,null,null,null,{"$f":"-P807*M801","v":-1.6458766163454266},null,null,{"$f":"-P807*P801","v":-1.6921462400981091},null,null,null,null,{"$f":"+P808/2","v":-0.84607312004905455},null,null,{"$f":"+AC808/2","v":-0.90698605695284218},null,null,null,null,{"$f":"-AC807*AC801","v":-1.8139721139056844},null,null,{"$f":"-AC807*AF801","v":-1.4455090282685925}]
[null,null,null,null,null,null,null,null,null,null,null,null,null,null,null,{"$f":"+U809/2","v":0.44348223227726552},null,null,null,null,{"$f":"-(U808+X808)*U801","v":0.88696446455453104},null,null,{"$f":"-(U808+X808)*X801","v":0.86609471244736558},null,null,null,null,{"$f":"+X809/2","v":0.43304735622368279}]
[null,null,null,null,null,null,null,null,null,null,null,null,{"$f":"-P809*M801","v":-0.21866747690502794},null,null,{"$f":"-P809*P801","v":-0.22481475537223758},null,null,null,null,{"$f":"+P810/2","v":-0.11240737768611879},null,null,{"$f":"+AC810/2","v":-0.12050013390572042},null,null,null,null,{"$f":"-AC809*AC801","v":-0.24100026781144085},null,null,{"$f":"-AC809*AF801","v":-0.19204708841224197}]
[null,null,null,null,null,null,null,null,null,null,null,null,null,null,null,{"$f":"+U811/2","v":5.8920055015792651E-2},null,null,null,null,{"$f":"-(U810+X810)*U801","v":0.1178401100315853},null,null,{"$f":"-(U810+X810)*X801","v":0.1150674015602539},null,null,null,null,{"$f":"+X811/2","v":5.7533700780126949E-2}]
[null,null,null,null,null,null,null,null,null,null,null,null,{"$f":"-P811*M801","v":-2.9051670690955187E-2},null,null,{"$f":"-P811*P801","v":-2.9868384324837464E-2},null,null,null,null,{"$f":"+P812/2","v":-1.4934192162418732E-2},null,null,{"$f":"+AC812/2","v":-1.6009377608383151E-2},null,null,null,null,{"$f":"-AC811*AC801","v":-3.2018755216766302E-2},null,null,{"$f":"-AC811*AF801","v":-2.5514945563360654E-2}]
[null,null,null,null,null,null,null,null,null,null,null,null,null,null,null,{"$f":"+U813/2","v":7.8279864003516671E-3},null,null,null,null,{"$f":"-(U812+X812)*U801","v":1.5655972800703334E-2},null,null,{"$f":"-(U812+X812)*X801","v":1.5287596970098551E-2},null,null,null,null,{"$f":"+X813/2","v":7.6437984850492753E-3}]
[null,null,null,null,null,null,null,null,null,null,null,null,{"$f":"-P813*M801","v":-3.8597398290842874E-3},null,null,{"$f":"-P813*P801","v":-3.9682465712673797E-3},null,null,null,null,{"$f":"+P814/2","v":-1.9841232856336898E-3},null,null,{"$f":"+AC814/2","v":-2.1269700132311026E-3},null,null,null,null,{"$f":"-AC813*AC801","v":-4.2539400264622051E-3},null,null,{"$f":"-AC813*AF801","v":-3.3898584585870706E-3}]
[null,null,null,null,null,null,null,null,null,null,null,null,null,null,null,null,null,null,null,null,{"$f":"-(U814+X814)*U801","v":2.0800174428780198E-3},null,null,{"$f":"-(U814+X814)*X801","v":2.0310758559867722E-3}]
[null,null,null,null,{"$f":"SUM(E802:G815)","v":225.625},null,null,{"$f":"SUM(H802:J815)","v":-325.625},null,null,{"$f":"(((-H816-M816)/K792+J799*K792*0.5)^2/(2*J799))+H816","v":185.04459478857223},null,{"$f":"SUM(M802:O815)","v":443.67849947709288},null,null,{"$f":"SUM(P802:R815)","v":-568.67849947709271},null,null,{"$f":"(((-P816-U816)/S792+Q799*S792*0.5)^2/(2*Q799))+P816","v":315.28685168665902},null,{"$f":"SUM(U802:W815)","v":714.70753066484849},null,null,{"$f":"SUM(X802:Z815)","v":-759.70753066484849},null,null,{"$f":"(((-X816-AC816)/AA792+Z799*AA792*0.5)^2/(2*Z799))+X816","v":423.89466920701261},null,{"$f":"SUM(AC802:AE815)","v":591.94270758193977},null,null,{"$f":"SUM(AF802:AH815)","v":-526.94270758193954},null,null,{"$f":"(((-AF816-AK816)/AI792+AH799*AI792*0.5)^2/(2*AH799))+AF816","v":147.37942038937126},null,{"$f":"SUM(AK802:AM815)","v":1041.6326530612246},null,null,{"$f":"SUM(AN802:AP815)","v":-956.63265306122446}]
[null,null,null,null,null,null,"kesme kuvveti diyagramı (KN)"]
[null,null,null,null,null,{"$f":"D799*E792","v":316.66666666666663},null,null,null,null,null,null,null,{"$f":"(0.5*J799*K792^2+M816+H816)/K792","v":498.0638668128297},null,null,null,null,null,null,null,{"$f":"(0.5*Q799*S792^2+U816+P816)/S792","v":637.48909115056142},null,null,null,null,null,null,null,{"$f":"(0.5*Z799*AA792^2+AC816+X816)/AA792","v":662.6991008354795},null,null,null,null,null,null,null,{"$f":"(0.5*AH799*AI792^2+AK816+AF816)/AI792","v":694.81072375180395}]
[null,null,null,{"$f":"(F818*(E792-G790/2)/E792)","v":277.77777777777771},null,null,null,null,null,null,null,{"$f":"(N818*(M826-O790/2)/M826)","v":453.67611171078886},null,null,null,null,null,null,null,{"$f":"(V818*(U826-W790/2)/U826)","v":598.03330883763624},null,null,null,null,null,null,null,{"$f":"(AD818*(AC826-AE790/2)/AC826)","v":624.8708180071967},null,null,null,null,null,null,null,{"$f":"(AL818*(AK826-AM790/2)/AK826)","v":649.13354378890972}]
[null,null,null,null,null,null,null,null,null,null,{"$f":"(N818*(M826-O790/2-$N$752)/M826)","v":285.98903688085687},null,null,null,null,null,null,null,{"$f":"(V818*(U826-W790/2-$N$752)/U826)","v":430.3462340077042},null,null,null,null,null,null,null,{"$f":"(AD818*(AC826-AE790/2-$N$752)/AC826)","v":441.13344426982292},null,null,null,null,null,null,null,{"$f":"(AL818*(AK826-AM790/2-$N$752)/AK826)","v":476.57530837353141}]
[]
[]
[null,null,null,null,null,null,null,null,null,{"$f":"(G825*(I826-G790/2-$N$752)/I826)","v":246.6640243436328},null,null,null,null,null,null,null,{"$f":"(O825*(Q826-O790/2-$N$752)/Q826)","v":378.4973034072616},null,null,null,null,null,null,null,{"$f":"(W825*(Y826-W790/2-$N$752)/Y826)","v":488.36150522512645},null,null,null,null,null,null,null,{"$f":"(AE825*(AG826-AE790/2-$N$752)/AG826)","v":315.16247764996865}]
[null,null,null,null,null,null,null,null,{"$f":"(G825*(I826-G790/2)/I826)","v":414.35109917356482},null,null,null,null,null,null,null,{"$f":"(O825*(Q826-O790/2)/Q826)","v":546.18437823719364},null,null,null,null,null,null,null,{"$f":"(W825*(Y826-W790/2)/Y826)","v":672.09887896250018},null,null,null,null,null,null,null,{"$f":"(AE825*(AG826-AE790/2)/AG826)","v":487.72071306534701},null,null,null,null,null,null,null,{"$f":"(AM825*(AN792-AM790/2)/AN792)","v":568.16326530612241}]
[null,null,null,null,null,null,{"$f":"+J799*K792-N818","v":448.87490869737428},null,null,null,null,null,null,null,{"$f":"+Q799*S792-V818","v":590.57213333923448},null,null,null,null,null,null,null,{"$f":"+Z799*AA792-AD818","v":715.3312021948235},null,null,null,null,null,null,null,{"$f":"+AH799*AI792-AL818","v":523.24740859204246},null,null,null,null,null,null,null,{"$f":"+AN792*AN799","v":612.24489795918362}]
[null,null,null,null,{"$f":"+E792","v":1.425},null,"m",null,{"$f":"G825*K792/(G825+N818)","v":2.2753314337418629},null,"m",null,{"$f":"+K792-I826","v":2.524668566258137},null,"m",null,{"$f":"O825*S792/(O825+V818)","v":2.9935897793402573},null,"m",null,{"$f":"+S792-Q826","v":3.2314102206597424},null,"m",null,{"$f":"W825*AA792/(W825+AD818)","v":3.3092424774433424},null,"m",null,{"$f":"+AA792-Y826","v":3.0657575225566576},null,"m",null,{"$f":"AE825*AI792/(AE825+AL818)","v":2.5774504255483324},null,"m",null,{"$f":"+AI792-AG826","v":3.4225495744516667},null,"m",{"$f":"+AN792","v":3.125},null,"m"]
[]
[null,null,null,null,null,null,"moment diyagramı (KNm)"]
[null,null,null,null,null,null,null,null,null,null,{"$f":"+K816","v":185.04459478857223},null,null,null,null,null,null,null,{"$f":"+S816","v":315.28685168665902},null,null,null,null,null,null,null,{"$f":"+AA816","v":423.89466920701261},null,null,null,null,null,null,null,{"$f":"+AI816","v":147.37942038937126}]
[]
[]
[]
[null,null,null,{"$f":"D819*(E792-G790/2)/2","v":173.61111111111109},null,null,null,null,{"$f":"F835-(I824+G825)/2*(G790/2)","v":250.09272431129284},null,null,{"$f":"+M835-(L819+N818)/2*O790/2","v":336.60775189318576},null,null,null,null,{"$f":"O836-(Q824+O825)/2*(O790/2)","v":440.79339192474453},null,null,{"$f":"+U835-(T819+V818)/2*W790/2","v":591.15529066602869},null,null,null,null,{"$f":"W836-(Y824+W825)/2*(W790/2)","v":620.96452254911605},null,null,{"$f":"+AC835-(AB819+AD818)/2*AE790/2","v":479.28033968320563},null,null,null,null,{"$f":"AE836-(AG824+AE825)/2*(AE790/2)","v":438.48299693691797},null,null,{"$f":"+AM836-(AJ819+AL818)/2*AM790/2","v":890.43892296289425},null,null,null,null,{"$f":"AO824*(AN792-AM790/2)/2","v":823.83673469387747}]
[null,null,null,null,{"$f":"+E816","v":225.625}]
[null,null,null,null,null,{"$f":"-H816","v":325.625},null,null,null,null,null,null,{"$f":"+M816","v":443.67849947709288},null,null,null,null,null,null,null,{"$f":"+U816","v":714.70753066484849},null,null,null,null,null,null,null,{"$f":"+AC816","v":591.94270758193977},null,null,null,null,null,null,null,null,null,null,{"$f":"-AN816","v":956.63265306122446}]
[null,null,null,null,null,null,null,null,null,null,null,null,null,null,{"$f":"-P816","v":568.67849947709271},null,null,null,null,null,null,null,{"$f":"-X816","v":759.70753066484849},null,null,null,null,null,null,null,{"$f":"-AF816","v":526.94270758193954},null,null,null,null,null,null,null,{"$f":"+AK816","v":1041.6326530612246}]
[]
[]
[null,"6 ADET KOLONLU SÜREKLİ TEMEL MOMENT VE KESME KUVVET HESABI \n(Zemin gerilmesi düzgün yayılı yük)\n(inş.müh. Gürcan BERBEROĞLU tel:0532 366 02 04   www.betoncelik.com )                                                                                                                                                                     "]
[null,null,null,null,null,null,null,null,null,null,null,null,null,null,null,null,null,null,null,null,null,null,null,null,null,"Dikkat sadece sarı hücrelere data girilecek."]
[null,null,null,"qt =",null,350,null,"KN/m²",null,null,"(zemin taşıma gücü)"]
[null,null,null,"d'=",50,null,"mm",null,{"$f":"IF(E842<50,\"artır.\",\"\")","v":""},null,null,"(pas payı)"]
[null,null,null,"d = h - d' =",null,null,null,{"$f":"+AO861","v":0.9},null,"-",{"$f":"+E842/1000","v":0.05},null,"=",{"$f":"+H843-K843","v":0.85},null,"m"]
[null,null,null,"zemin birim hacim ağırlığı = g =",null,null,null,null,null,null,null,null,18,null,"KN/m3"]
[null,null,null,"zemin üst kotu ile temel tabanı kotu arası mesafe h' =",null,null,null,null,null,null,null,null,null,null,null,null,null,null,1.2,null,"m"]
[null,null,null,"qtnet = qt - g * h' =",null,null,null,null,null,{"$f":"+F841","v":350},null,"-",{"$f":"+M844","v":18},null,"*",{"$f":"+S845","v":1.2},null,"=",{"$f":"+J846-M846*P846","v":328.4},null,null,"KN/m²"]
[null,null,null,"qo = å N / ( b * L ) =",null,null,null,null,null,{"$f":"+F871+N871+V871+AD871+AL871+AT871","v":6300},null,null," /(",{"$f":"+AT867","v":0.89999999999999991},null,"*",{"$f":"+Z884","v":30.113095238095234},null,")=",{"$f":"+J847/(N847*Q847)","v":232.45700731369843},null,null,"KN/m²"]
[null,null,null,"qo =",null,{"$f":"+T847","v":232.45700731369843},null,null,"KN/m²",null,{"$f":"IF(F848<N848,\"<\",\">\")","v":"<"},"qnet =",null,{"$f":"+S846","v":328.4},null,null,"KN/m²",null,null,{"$f":"IF(F848<N848,\"uygun.\",\"uygun değil.\")","v":"uygun."}]
[null,null,null,"qz = å N /  L =",null,null,null,null,{"$f":"+J847","v":6300},null,null," /",{"$f":"+Z884","v":30.113095238095234},null,"=",{"$f":"+I849/M849","v":209.21130658232855},null,null,"KN/m"]
[null,null,null,"ilk kolon noktasına göre moment alınırsa"]
[null,null,null,"M=",{"$f":"+H873","v":35},null,null,"+",{"$f":"+N871","v":750},null,null,"*",{"$f":"+J882","v":4.7750000000000004},null,"+",{"$f":"+P873","v":45},null,null,"+",{"$f":"+V871","v":1200},null,null,"*",{"$f":"+J882+R882","v":9.9499999999999993},null,"+",{"$f":"+X873","v":65},null,null,"+",{"$f":"+AD871","v":1300},null,null,"*",{"$f":"+Z882+R882+J882","v":15.225},null,"+",{"$f":"+AF873","v":75},null,null,"+",{"$f":"+AL871","v":1500},null,null,"*",{"$f":"+J882+R882+Z882+AH882","v":20.6},null,"+",{"$f":"+AN873","v":-55},null,null,"+"]
[null,null,null,null,"+",{"$f":"+AT871","v":800},null,null,"*",{"$f":"+J882+R882+Z882+AH882+AP882","v":24.825000000000003},null,"+",{"$f":"+AV873","v":-45},null,null,"=",{"$f":"+E851+I851*M851+P851+T851*X851+AA851+AE851*AI851+AL851+AP851*AT851+AW851+F852*J852+M852","v":86193.75},null,null,"KNm"]
[null,null,null,"å N =",null,{"$f":"+J847","v":6300},null,null,"KN",null,null,"x = M / å N =",null,null,null,{"$f":"+Q852","v":86193.75},null,null," /",{"$f":"+F853","v":6300},null,null,"=",{"$f":"+P853/T853","v":13.681547619047619},null,"m"]
[null,null,null,"bulunan bu x mesafesine göre simetrik seçilirse zemin gerilmesi düzgün yayılı olacaktır."]
[null,null,null,"sol konsol boyu =",null,null,null,null,null,{"$f":"+D882","v":1.375},null,"m.","seçilmiş."]
[null,null,null,"sağ konsol boyu =",null,null,null,null,null,2,"*(",{"$f":"+X853","v":13.681547619047619},null,"+",{"$f":"+D882","v":1.375},null,") -",{"$f":"+AP882","v":4.2250000000000005},null,"-",{"$f":"+AH882","v":5.375},null,"-",{"$f":"+Z882","v":5.2750000000000004},null,"-",{"$f":"+R882","v":5.1749999999999998},null,"-",{"$f":"+J882","v":4.7750000000000004},null,"-",{"$f":"+D882","v":1.375},null,"=",{"$f":"+J856*(L856+O856)-R856-U856-X856-AA856-AD856-AG856","v":3.9130952380952362},null,null,"m"]
[null,null,null,"ankastrelik momentleri",null,null,null,null,null,null,null,null,null,null,null,null,null,null,null,null,null,null,null,null,null,null,null,null,null,null,null,null,null,null,null,null,null,null,null,null,null,null,null,null,null,"kesit a-a"]
[null,null,null,"Mba =",null,{"$f":"Z889","v":209.21130658232855},null,null,"*",{"$f":"+D882","v":1.375},null,"² /",2,"=",{"$f":"+F858*J858^2/M858","v":197.77006325360745},null,null,"KNm"]
[null,null,null,"Mbc =",null,{"$f":"-Z889","v":-209.21130658232855},null,null,"*",{"$f":"+D882","v":1.375},null,"² /",2,"-",{"$f":"H873","v":35},null,"=",{"$f":"+F859*J859^2/M859-O859","v":-232.77006325360745},null,null,"KNm"]
[null,null,null,"Mcb =",null,{"$f":"Z889","v":209.21130658232855},null,null,"*",{"$f":"+J882","v":4.7750000000000004},null,"² /",8,"=",{"$f":"+F860*J860^2/M860","v":596.26856839296318},null,null,"KNm",null,null,null,null,null,null,null,null,null,null,null,null,null,null,null,"mesnet yüzü",null,null,null,null,null,null,"m"]
[null,null,null,"Mcd =",null,{"$f":"-Z889","v":-209.21130658232855},null,null,"*",{"$f":"+R882","v":5.1749999999999998},null,"² /",12,"=",-466.90079561178095,null,null,"KNm",null,null,null,null,null,null,null,null,null,null,null,null,null,null,null,null,null,null,null,null,null,null,0.9,null,null,null,null,null,null,null,null,null,{"$f":"+AO861-AY863","v":0.60000000000000009},null,"m"]
[null,null,null,"Mdc =",null,{"$f":"Z889","v":209.21130658232855},null,null,"*",{"$f":"+R882","v":5.1749999999999998},null,"² /",12,"=",466.90079561178095,null,null,"KNm"]
[null,null,null,"Mde =",null,{"$f":"-Z889","v":-209.21130658232855},null,null,"*",{"$f":"+Z882","v":5.2750000000000004},null,"² /",12,"=",-485.11961355999216,null,null,"KNm",null,null,null,null,null,null,null,null,null,null,null,null,null,null,null,null,null,null,null,null,null,null,null,null,null,null,null,null,null,null,null,null,0.3,null,"m"]
[null,null,null,"Med =",null,{"$f":"Z889","v":209.21130658232855},null,null,"*",{"$f":"+Z882","v":5.2750000000000004},null,"² /",12,"=",485.11961355999216,null,null,"KNm"]
[null,null,null,"Mef =",null,{"$f":"-Z889","v":-209.21130658232855},null,null,"*",{"$f":"+AH882","v":5.375},null,"² /",12,"=",-503.68711701917385,null,null,"KNm",null,null,null,null,null,null,null,"mesnet yüz. d mesafede",null,null,null,null,null,null,null,null,null,null,null,null,null,null,null,null,0.2,null,"m",0.5,null,"m",{"$f":"+AQ865","v":0.2},null,"m"]
[null,null,null,"Mfg =",null,{"$f":"Z889","v":209.21130658232855},null,null,"*",{"$f":"+AH882","v":5.375},null,"² /",12,"=",503.68711701917385,null,null,"KNm"]
[null,null,null,"Mgf =",null,{"$f":"-Z889","v":-209.21130658232855},null,null,"*",{"$f":"+AP882","v":4.2250000000000005},null,"² /",8,"=",-466.81907244514741,null,null,"KNm",null,null,null,null,null,null,null,null,null,null,null,null,null,null,null,null,null,null,null,null,null,null,null,null,null,null,"b=",{"$f":"+AQ865+AT865+AW865","v":0.89999999999999991},null,"m"]
[null,null,null,"Mgh =",null,{"$f":"Z889","v":209.21130658232855},null,null,"*",{"$f":"+AU882","v":3.9130952380952362},null,"² /",2,"-",{"$f":"AV873","v":-45},null,"=",{"$f":"+F868*J868^2/M868-O868","v":1646.7546451867945},null,null,"KNm"]
[null,null,null,"Mgh=",null,{"$f":"-Z889","v":-209.21130658232855},null,null,"*",{"$f":"+AU882","v":3.9130952380952362},null,"² /",2,"=",{"$f":"+F869*J869^2/M869","v":-1601.7546451867945},null,null,"KNm"]
[]
[null,null,null,null,null,750,null,null,"KN",null,null,null,null,750,null,null,"KN",null,null,null,null,1200,null,null,"KN",null,null,null,null,1300,null,null,"KN",null,null,null,null,1500,null,null,"KN",null,null,null,null,800,null,null,"KN"]
[null,null,null,null,"-",null,null,"+",null,null,null,null,"-",null,null,"+",null,null,null,null,"-",null,null,"+",null,null,null,null,"-",null,null,"+",null,null,null,null,"-",null,null,"+",null,null,null,null,"-",null,null,"+"]
[null,null,null,null,null,null,null,35,null,null,"KNm",null,null,null,null,45,null,null,"KNm",null,null,null,null,65,null,null,"KNm",null,null,null,null,75,null,null,"KNm",null,null,null,null,-55,null,null,"KNm",null,null,null,null,-45,null,null,"KNm"]
[null,null,null,null,null,null,null,null,null,null,null,null,null,null,null,null,null,null,null,"a"]
[]
[]
[]
[]
[null,null,null,null,null,null,null,null,null,null,null,null,null,null,null,null,null,null,null,"a"]
[null,null,null,1.2,null,0.35,null,"m",null,4.4000000000000004,null,"m",null,0.4,null,"m",null,4.8,null,"m",null,0.35,null,"m",null,4.9000000000000004,null,"m",null,0.4,null,"m",null,5,null,"m",null,0.35,null,"m",null,3.85,null,"m",null,0.4,null,{"$f":"+AU882-AT880/2","v":3.713095238095236},null,"m"]
[]
[null,null,null,{"$f":"+D880+F880/2","v":1.375},null,"m",null,null,null,{"$f":"F880/2+J880+N880/2","v":4.7750000000000004},null,"m",null,null,null,null,null,{"$f":"N880/2+R880+V880/2","v":5.1749999999999998},null,"m",null,null,null,null,null,{"$f":"V880/2+Z880+AD880/2","v":5.2750000000000004},null,"m",null,null,null,null,null,{"$f":"AD880/2+AH880+AL880/2","v":5.375},null,"m",null,null,null,null,null,{"$f":"AL880/2+AP880+AT880/2","v":4.2250000000000005},null,"m",null,null,{"$f":"+AJ856","v":3.9130952380952362},null,"m"]
[]
[null,null,null,null,null,null,null,null,null,null,null,null,null,null,null,null,null,null,null,null,null,null,null,null,"L=",{"$f":"+D880+F880+J880+N880+R880+V880+Z880+AD880+AH880+AL880+AP880+AT880+AV880","v":30.113095238095234},null,"m"]
[]
[null,null,"a",null,null,"b",null,null,null,null,null,null,null,"c",null,null,null,null,null,null,null,"d",null,null,null,null,null,null,null,"e",null,null,null,null,null,null,null,"f",null,null,null,null,null,null,null,"g",null,null,null,"h"]
[]
[]
[null,null,null,null,null,null,null,null,null,null,null,null,null,null,null,null,null,null,null,null,null,null,null,"qz =",null,{"$f":"+P849","v":209.21130658232855},null,null,"KN/m"]
[]
[null,null,null,1,null,null,1,null,null,null,null,{"$f":"(3/J882)/(3/J882+4/R882)","v":0.44837545126353789},null,null,{"$f":"(4/R882)/(3/J882+4/R882)","v":0.55162454873646205},null,null,null,null,{"$f":"(4/R882)/(4/R882+4/Z882)","v":0.50478468899521534},null,null,{"$f":"(4/Z882)/(4/R882+4/Z882)","v":0.49521531100478466},null,null,null,null,{"$f":"(4/Z882)/(4/Z882+4/AH882)","v":0.50469483568075124},null,null,{"$f":"(4/AH882)/(4/Z882+4/AH882)","v":0.49530516431924887},null,null,null,null,{"$f":"(4/AH882)/(4/AH882+3/AP882)","v":0.5117335352006056},null,null,{"$f":"(3/AP882)/(4/AH882+3/AP882)","v":0.48826646479939434},null,null,null,null,1,null,null,1]
[null,null,null,{"$f":"(Z889*D882^2/2)","v":197.77006325360745},null,null,{"$f":"-(Z889*D882^2/2)-H873","v":-232.77006325360745},null,null,null,null,{"$f":"Z889*J882^2/8","v":596.26856839296318},null,null,{"$f":"-Z889*R882^2/12","v":-466.90079561178095},null,null,null,null,{"$f":"Z889*R882^2/12","v":466.90079561178095},null,null,{"$f":"-Z889*Z882^2/12","v":-485.11961355999216},null,null,null,null,{"$f":"Z889*Z882^2/12","v":485.11961355999216},null,null,{"$f":"-Z889*AH882^2/12","v":-503.68711701917385},null,null,null,null,{"$f":"Z889*AH882^2/12","v":503.68711701917385},null,null,{"$f":"-Z889*AP882^2/8","v":-466.81907244514741},null,null,null,null,{"$f":"Z889*AU882^2/2-AV873","v":1646.7546451867945},null,null,{"$f":"-Z889*AU882^2/2","v":-1601.7546451867945}]
[null,null,null,null,null,null,null,null,null,null,null,{"$f":"+G892/2","v":-116.38503162680372},null,null,null,null,null,null,null,null,null,null,null,null,null,null,null,null,null,null,null,null,null,null,null,null,null,null,{"$f":"+AR892/2","v":823.37732259339725}]
[null,null,null,null,null,null,null,null,null,null,null,{"$f":"-(L892+O892+L893+P873)*L891","v":-25.998037730591371},null,null,{"$f":"-(L892+O892+L893+P873)*O891","v":-31.984703423787128},null,null,null,null,{"$f":"+O894/2","v":-15.992351711893564},null,null,null,null,null,null,null,null,null,null,{"$f":"+AJ894/2","v":-206.03552922224767},null,null,null,null,{"$f":"-(AJ892+AM892+AM893+AN873)*AJ891","v":-412.07105844449535},null,null,{"$f":"-(AJ892+AM892+AM893+AN873)*AM891","v":-393.17430872292823}]
[null,null,null,null,null,null,null,null,null,null,null,null,null,null,{"$f":"+T895/2","v":-7.7708650738252345},null,null,null,null,{"$f":"-(T894+T892+W892+X873)*T891","v":-15.541730147650469},null,null,{"$f":"-(T894+T892+W892+X873)*W891","v":-15.247100192244773},null,null,null,null,{"$f":"+W895/2","v":-7.6235500961223863}]
[null,null,null,null,null,null,null,null,null,null,null,{"$f":"-O895*L891","v":3.4842651341844553},null,null,{"$f":"-O895*O891","v":4.2865999396407792},null,null,null,null,{"$f":"+O896/2","v":2.1432999698203896},null,null,{"$f":"+AB896/2","v":39.675722179781268},null,null,null,null,{"$f":"-(AB895+AB892+AE892+AE894+AF873)*AB891","v":79.351444359562535},null,null,{"$f":"-(AB895+AB892+AE892+AE894+AF873)*AE891","v":77.875138417989277},null,null,null,null,{"$f":"+AE896/2","v":38.937569208994638}]
[null,null,null,null,null,null,null,null,null,null,null,null,null,null,{"$f":"+T897/2","v":-10.554801044935347},null,null,null,null,{"$f":"-(T896+W896)*T891","v":-21.109602089870695},null,null,{"$f":"-(W896+T896)*W891","v":-20.709420059730963},null,null,null,null,{"$f":"+W897/2","v":-10.354710029865482},null,null,{"$f":"+AJ897/2","v":-9.9628299717185378},null,null,null,null,{"$f":"-AJ896*AJ891","v":-19.925659943437076},null,null,{"$f":"-AJ896*AM891","v":-19.011909265557563}]
[null,null,null,null,null,null,null,null,null,null,null,{"$f":"-O897*L891","v":4.7325136815197473},null,null,{"$f":"-O897*O891","v":5.8222873634155992},null,null,null,null,{"$f":"+O898/2","v":2.9111436817077996},null,null,{"$f":"+AB898/2","v":5.1270787562682685},null,null,null,null,{"$f":"-(AB897+AE897)*AB891","v":10.254157512536537},null,null,{"$f":"-(AB897+AE897)*AE891","v":10.063382489047486},null,null,null,null,{"$f":"+AE898/2","v":5.0316912445237429}]
[null,null,null,null,null,null,null,null,null,null,null,null,null,null,{"$f":"+T899/2","v":-2.0287858067140552},null,null,null,null,{"$f":"-(T898+W898)*T891","v":-4.0575716134281103},null,null,{"$f":"-(T898+W898)*W891","v":-3.9806508245479564},null,null,null,null,{"$f":"+W899/2","v":-1.9903254122739782},null,null,{"$f":"+AJ899/2","v":-1.287442574299035},null,null,null,null,{"$f":"-AJ898*AJ891","v":-2.5748851485980699},null,null,{"$f":"-AJ898*AM891","v":-2.456806095925673}]
[null,null,null,null,null,null,null,null,null,null,null,{"$f":"-O899*L891","v":0.90965775160247531},null,null,{"$f":"-O899*O891","v":1.1191280551115799},null,null,null,null,{"$f":"+O900/2","v":0.55956402755578993},null,null,{"$f":"+AB900/2","v":0.8271362876915469},null,null,null,null,{"$f":"-(AB899+AE899)*AB891","v":1.6542725753830938},null,null,{"$f":"-(AB899+AE899)*AE891","v":1.62349541118992},null,null,null,null,{"$f":"+AE900/2","v":0.81174770559496001}]
[null,null,null,null,null,null,null,null,null,null,null,null,null,null,{"$f":"+T901/2","v":-0.34999254368084703},null,null,null,null,{"$f":"-(T900+W900)*T891","v":-0.69998508736169407},null,null,{"$f":"-(T900+W900)*W891","v":-0.68671522788564288},null,null,null,null,{"$f":"+W901/2","v":-0.34335761394282144},null,null,{"$f":"+AJ901/2","v":-0.20769926153754464},null,null,null,null,{"$f":"-AJ900*AJ891","v":-0.41539852307508929},null,null,{"$f":"-AJ900*AM891","v":-0.39634918251987067}]
[null,null,null,null,null,null,null,null,null,null,null,{"$f":"-O901*L891","v":0.15692806471177329},null,null,{"$f":"-O901*O891","v":0.19306447896907372},null,null,null,null,{"$f":"+O902/2","v":9.6532239484536861E-2},null,null,{"$f":"+AB902/2","v":0.13905777961065577},null,null,null,null,{"$f":"-(AB901+AE901)*AB891","v":0.27811555922131154},null,null,{"$f":"-(AB901+AE901)*AE891","v":0.2729413162590546},null,null,null,null,{"$f":"+AE902/2","v":0.1364706581295273}]
[null,null,null,null,null,null,null,null,null,null,null,null,null,null,{"$f":"+T903/2","v":-5.9461117259671827E-2},null,null,null,null,{"$f":"-(T902+W902)*T891","v":-0.11892223451934365},null,null,{"$f":"-(T902+W902)*W891","v":-0.11666778457584896},null,null,null,null,{"$f":"+W903/2","v":-5.8333892287924481E-2},null,null,{"$f":"+AJ903/2","v":-3.4918306167888137E-2},null,null,null,null,{"$f":"-AJ902*AJ891","v":-6.9836612335776274E-2},null,null,{"$f":"-AJ902*AM891","v":-6.6634045793751026E-2}]
[null,null,null,null,null,null,null,null,null,null,null,{"$f":"-O903*L891","v":2.6660905283939496E-2},null,null,{"$f":"-O903*O891","v":3.2800211975732324E-2},null,null,null,null,{"$f":"+O904/2","v":1.6400105987866162E-2},null,null,{"$f":"+AB904/2","v":2.3531951488262579E-2},null,null,null,null,{"$f":"-(AB903+AE903)*AB891","v":4.7063902976525157E-2},null,null,{"$f":"-(AB903+AE903)*AE891","v":4.6188295479287475E-2},null,null,null,null,{"$f":"+AE904/2","v":2.3094147739643738E-2}]
[null,null,null,null,null,null,null,null,null,null,null,null,null,null,{"$f":"+T905/2","v":-1.0078545607013354E-2},null,null,null,null,{"$f":"-(T904+W904)*T891","v":-2.0157091214026708E-2},null,null,{"$f":"-(T904+W904)*W891","v":-1.9774966262102033E-2},null,null,null,null,{"$f":"+W905/2","v":-9.8874831310510163E-3},null,null,{"$f":"+AJ905/2","v":-5.9090249326264827E-3},null,null,null,null,{"$f":"-AJ904*AJ891","v":-1.1818049865252965E-2},null,null,{"$f":"-AJ904*AM891","v":-1.1276097874390772E-2}]
[null,null,null,null,null,null,null,null,null,null,null,{"$f":"-O905*L891","v":4.5189724346247602E-3},null,null,{"$f":"-O905*O891","v":5.5595731723885938E-3},null,null,null,null,null,null,null,null,null,null,null,null,{"$f":"-(AB905+AE905)*AB891","v":7.9724160415273766E-3},null,null,{"$f":"-(AB905+AE905)*AE891","v":7.8240920221501233E-3}]
[null,null,null,{"$f":"SUM(D892:F906)","v":197.77006325360745},null,null,{"$f":"SUM(G892:I906)","v":-232.77006325360745},null,null,{"$f":"(((-G907-L907)/J882+Z889*J882*0.5)^2/(2*Z889))+G907","v":253.84916722555599},null,{"$f":"SUM(L892:N906)","v":463.20004354530516},null,null,{"$f":"SUM(O892:Q906)","v":-508.20004354530522},null,null,{"$f":"(((-O907-T907)/R882+Z889*R882*0.5)^2/(2*Z889))+O907","v":239.48117934078675},null,{"$f":"SUM(T892:V906)","v":415.08741566039942},null,null,{"$f":"SUM(W892:Y906)","v":-480.08741566039953},null,null,{"$f":"(((-W907-AB907)/Z882+Z889*Z882*0.5)^2/(2*Z889))+W907","v":209.96877687277356},null,{"$f":"SUM(AB892:AD906)","v":556.33247535809005},null,null,{"$f":"SUM(AE892:AG906)","v":-631.33247535808994},null,null,{"$f":"(((-AE907-AJ907)/AH882+Z889*AH882*0.5)^2/(2*Z889))+AE907","v":405.26215918707601},null,{"$f":"SUM(AJ892:AL906)","v":113.55903326234974},null,null,{"$f":"SUM(AM892:AO906)","v":-58.559033262349637},null,null,{"$f":"(((-AM907-AR907)/AP882+Z889*AP882*0.5)^2/(2*Z889))+AM907","v":-48.131274770086392},null,{"$f":"SUM(AR892:AT906)","v":1646.7546451867945},null,null,{"$f":"SUM(AU892:AW906)","v":-1601.7546451867945}]
[null,null,null,null,null,"kesme kuvveti diyagramı (KN)"]
[null,null,null,null,{"$f":"Z889*D882","v":287.66554655070178},null,null,null,null,null,null,null,{"$f":"(0.5*Z889*J882^2+L907+G907)/J882","v":547.74958196095292},null,null,null,null,null,null,null,{"$f":"(0.5*Z889*R882^2+T907+O907)/R882","v":523.34147744652762},null,null,null,null,null,null,null,{"$f":"(0.5*Z889*Z882^2+AB907+W907)/Z882","v":566.24886086400818},null,null,null,null,null,null,null,{"$f":"(0.5*Z889*AH882^2+AJ907+AE907)/AH882","v":465.92544372452141},null,null,null,null,null,null,null,{"$f":"(0.5*Z889*AP882^2+AR907+AM907)/AP882","v":817.86317200119151}]
[null,null,{"$f":"(E909*(D882-F880/2)/D882)","v":251.05356789879426},null,null,null,null,null,null,null,{"$f":"(M909*(L917-N880/2)/L917)","v":505.90732064448713},null,null,null,null,null,null,null,{"$f":"(U909*(T917-V880/2)/T917)","v":486.72949879462021},null,null,null,null,null,null,null,{"$f":"(AC909*(AB917-AD880/2)/AB917)","v":524.40659954754244},null,null,null,null,null,null,null,{"$f":"(AK909*(AJ917-AL880/2)/AJ917)","v":429.31346507261395},null,null,null,null,null,null,null,{"$f":"(AS909*(AR917-AT880/2)/AR917)","v":776.02091068472578}]
[null,null,null,null,null,null,null,null,null,{"$f":"(M909*(L917-N880/2-$N$843)/L917)","v":328.07771004950791},null,null,null,null,null,null,null,{"$f":"(U909*(T917-V880/2-$N$843)/T917)","v":308.89988819964088},null,null,null,null,null,null,null,{"$f":"(AC909*(AB917-AD880/2-$N$843)/AB917)","v":346.57698895256317},null,null,null,null,null,null,null,{"$f":"(AK909*(AJ917-AL880/2-$N$843)/AJ917)","v":251.48385447763468},null,null,null,null,null,null,null,{"$f":"(AS909*(AR917-AT880/2-$N$843)/AR917)","v":598.19130008974651}]
[]
[]
[null,null,null,null,null,null,null,null,{"$f":"(F916*(H917-F880/2-$N$843)/H917)","v":236.7928177227792},null,null,null,null,null,null,null,{"$f":"(N916*(P917-N880/2-$N$843)/P917)","v":339.6551622055776},null,null,null,null,null,null,null,{"$f":"(V916*(X917-V880/2-$N$843)/X917)","v":322.89919211088818},null,null,null,null,null,null,null,{"$f":"(AD916*(AF917-AD880/2-$N$843)/AF917)","v":438.9134572440496},null,null,null,null,null,null,null,{"$f":"(AL916*(AN917-AL880/2-$N$843)/AN917)","v":-148.38699093774002}]
[null,null,null,null,null,null,null,{"$f":"(F916*(H917-F880/2)/H917)","v":414.62242831775848},null,null,null,null,null,null,null,{"$f":"(N916*(P917-N880/2)/P917)","v":517.48477280055693},null,null,null,null,null,null,null,{"$f":"(V916*(X917-V880/2)/X917)","v":500.72880270586751},null,null,null,null,null,null,null,{"$f":"(AD916*(AF917-AD880/2)/AF917)","v":616.74306783902887},null,null,null,null,null,null,null,{"$f":"(AL916*(AN917-AL880/2)/AN917)","v":29.442619657239252},null,null,null,null,null,null,null,{"$f":"(AT916*(AU882-AT880/2)/AU882)","v":776.82150622652659}]
[null,null,null,null,null,{"$f":"+Z889*J882-M909","v":451.234406969666},null,null,null,null,null,null,null,{"$f":"+Z889*R882-U909","v":559.32703411702266},null,null,null,null,null,null,null,{"$f":"+Z889*Z882-AC909","v":537.34078135777497},null,null,null,null,null,null,null,{"$f":"+Z889*AH882-AK909","v":658.58532915549461},null,null,null,null,null,null,null,{"$f":"+Z889*AP882-AS909","v":66.054598309146741},null,null,null,null,null,null,null,{"$f":"+AU882*Z889","v":818.66376754299233}]
[null,null,null,{"$f":"+D882","v":1.375},null,"m",null,{"$f":"F916*J882/(F916+M909)","v":2.1568356621877736},null,"m",null,{"$f":"+J882-H917","v":2.6181643378122268},null,"m",null,{"$f":"N916*R882/(N916+U909)","v":2.6735028964455942},null,"m",null,{"$f":"+R882-P917","v":2.5014971035544056},null,"m",null,{"$f":"V916*Z882/(V916+AC909)","v":2.5684117657681247},null,"m",null,{"$f":"+Z882-X917","v":2.7065882342318757},null,"m",null,{"$f":"AD916*AH882/(AD916+AK909)","v":3.1479432919478896},null,"m",null,{"$f":"+AH882-AF917","v":2.2270567080521104},null,"m",null,{"$f":"AL916*AP882/(AL916+AS909)","v":0.3157314936186445},null,"m",null,{"$f":"+AP882-AN917","v":3.9092685063813559},null,"m",{"$f":"+AU882","v":3.9130952380952362},null,"m"]
[]
[null,null,null,null,null,"moment diyagramı (KNm)"]
[null,null,null,null,null,null,null,null,null,{"$f":"+J907","v":253.84916722555599},null,null,null,null,null,null,null,{"$f":"+R907","v":239.48117934078675},null,null,null,null,null,null,null,{"$f":"+Z907","v":209.96877687277356},null,null,null,null,null,null,null,{"$f":"+AH907","v":405.26215918707601},null,null,null,null,null,null,null,{"$f":"+AP907","v":-48.131274770086392}]
[]
[]
[]
[null,null,{"$f":"C910*(D882-F880/2)/2","v":150.63214073927654},null,null,null,null,{"$f":"E926-(H915+F916)/2*(F880/2)","v":157.00759016595782},null,null,{"$f":"+L926-(K910+M909)/2*N880/2","v":357.83435328476116},null,null,null,null,{"$f":"N927-(P915+N916)/2*(N880/2)","v":400.51886285354726},null,null,{"$f":"+T926-(S910+U909)/2*V880/2","v":326.70620523929898},null,null,null,null,{"$f":"V927-(X915+V916)/2*(V880/2)","v":389.25632705483082},null,null,{"$f":"+AB926-(AA910+AC909)/2*AD880/2","v":447.26692931693498},null,null,null,null,{"$f":"AD927-(AF915+AD916)/2*(AD880/2)","v":503.79963565863761},null,null,{"$f":"+AJ926-(AI910+AK909)/2*AL880/2","v":35.225628742600406},null,null,null,null,{"$f":"AL927-(AN915+AL916)/2*(AL880/2)","v":50.203026690290862},null,null,{"$f":"+AT927-(AQ910+AS909)/2*AT880/2","v":1487.3662369182027},null,null,null,null,{"$f":"AV915*(AU882-AT880/2)/2","v":1442.2061178098422}]
[null,null,null,{"$f":"+D907","v":197.77006325360745}]
[null,null,null,null,{"$f":"-G907","v":232.77006325360745},null,null,null,null,null,null,{"$f":"+L907","v":463.20004354530516},null,null,null,null,null,null,null,{"$f":"+T907","v":415.08741566039942},null,null,null,null,null,null,null,{"$f":"+AB907","v":556.33247535809005},null,null,null,null,null,null,null,{"$f":"+AJ907","v":113.55903326234974},null,null,null,null,null,null,null,null,null,null,{"$f":"-AU907","v":1601.7546451867945}]
[null,null,null,null,null,null,null,null,null,null,null,null,null,{"$f":"-O907","v":508.20004354530522},null,null,null,null,null,null,null,{"$f":"-W907","v":480.08741566039953},null,null,null,null,null,null,null,{"$f":"-AE907","v":631.33247535808994},null,null,null,null,null,null,null,{"$f":"-AM907","v":58.559033262349637},null,null,null,null,null,null,null,{"$f":"+AR907","v":1646.7546451867945}]
[]
[]
[null,"6 ADET KOLONLU SÜREKLİ TEMEL MOMENT VE KESME KUVVET HESABI \n(Zemin gerilmesi değişken)\n(inş.müh. Gürcan BERBEROĞLU tel:0532 366 02 04   www.betoncelik.com )                                                                                                                                                                     "]
[null,null,null,null,null,null,null,null,null,null,null,null,null,null,null,null,null,null,null,null,null,null,null,null,null,"Dikkat sadece sarı hücrelere data girilecek."]
[null,null,null,"qt =",null,350,null,"KN/m²",null,null,"(zemin taşıma gücü)"]
[null,null,null,"d'=",50,null,"mm",null,{"$f":"IF(E933<50,\"artır.\",\"\")","v":""},null,null,"(pas payı)"]
[null,null,null,"d = h - d' =",null,null,null,{"$f":"+U957","v":0.9},null,"-",{"$f":"+E933/1000","v":0.05},null,"=",{"$f":"+H934-K934","v":0.85},null,"m"]
[null,null,null,"zemin birim hacim ağırlığı = g =",null,null,null,null,null,null,null,null,18,null,"KN/m3"]
[null,null,null,"zemin üst kotu ile temel tabanı kotu arası mesafe h' =",null,null,null,null,null,null,null,null,null,null,null,null,null,null,1.2,null,"m"]
[null,null,null,"qnet = qt - g * h' =",null,null,null,null,null,{"$f":"+F932","v":350},null,"-",{"$f":"+M935","v":18},null,"*",{"$f":"+S936","v":1.2},null,"=",{"$f":"+J937-M937*P937","v":328.4},null,null,"KN/m²"]
[null,null,null,"qo = qmax /  b =",null,null,null,null,{"$f":"MAX(AS949,AW943,AU939,AW942,AW941,AW940,AI946,AS947,AS948,AS950,AI952,AU944,AS951)","v":294.11764705882348},null,null," /",{"$f":"+Z963","v":1.1000000000000001},null,"=",{"$f":"+I938/M938","v":267.37967914438497},null,null,"KN/m²",null,null,null,null,null,null,null,null,null,null,null,null,null,"kolon altı gerilmeler"]
[null,null,null,"qo =",null,{"$f":"+P938","v":267.37967914438497},null,null,"KN/m²",null,{"$f":"IF(F939<N939,\"<\",\">\")","v":"<"},"qnet =",null,{"$f":"+S937","v":328.4},null,null,"KN/m²",null,null,{"$f":"IF(F939<N939,\"uygun.\",\"uygun değil.\")","v":"uygun."},null,null,null,null,null,null,null,null,null,null,null,null,"q1' =",null,{"$f":"+F966","v":1100},null,null," /(",{"$f":"+D977","v":1.4},null,"+",{"$f":"+J977","v":4.8000000000000007},null," /",2,")=",{"$f":"+AI939/(AM939+AP939/AS939)","v":289.4736842105263},null,null,"KN/m"]
[null,null,null,"ankastrelik momentleri",null,null,null,null,null,null,null,null,null,null,null,null,null,null,null,null,null,null,null,null,null,null,null,null,null,null,null,null,"q2' =",null,{"$f":"+N966","v":900},null,null," /(",{"$f":"+J977","v":4.8000000000000007},null," /",2,"+",{"$f":"+R977","v":5.2},null," /",2,")=",{"$f":"+AI940/(AM940/AP940+AR940/AU940)","v":180},null,null,"KN/m"]
[null,null,null,"Mba =",null,{"$f":"C984","v":289.4736842105263},null,null,"*",{"$f":"+D977","v":1.4},null,"² /",2,"=",{"$f":"+F941*J941^2/M941","v":283.68421052631572},null,null,"KNm",null,null,null,null,null,null,null,null,null,null,null,null,null,null,"q3' =",null,{"$f":"+V966","v":1200},null,null," /(",{"$f":"+R977","v":5.2},null," /",2,"+",{"$f":"+Z977","v":5},null," /",2,")=",{"$f":"+AI941/(AM941/AP941+AR941/AU941)","v":235.29411764705884},null,null,"KN/m"]
[null,null,null,"Mbc =",null,{"$f":"-C984","v":-289.4736842105263},null,null,"*",{"$f":"+D977","v":1.4},null,"² /",2,"-",{"$f":"H968","v":120},null,"=",{"$f":"+F942*J942^2/M942-O942","v":-403.68421052631572},null,null,"KNm",null,null,null,null,null,null,null,null,null,null,null,"q4' =",null,{"$f":"+AD966","v":1300},null,null," /(",{"$f":"+Z977","v":5},null," /",2,"+",{"$f":"+AH977","v":5.4},null," /",2,")=",{"$f":"+AI942/(AM942/AP942+AR942/AU942)","v":250},null,null,"KN/m"]
[null,null,null,"Mcb =",null,{"$f":"I984","v":234.73684210526315},null,null,"*",{"$f":"+J977","v":4.8000000000000007},null,"² /",8,"=",{"$f":"+F943*J943^2/M943","v":676.04210526315808},null,null,"KNm",null,null,null,null,null,null,null,null,null,null,null,null,null,null,"q5' =",null,{"$f":"+AL966","v":1500},null,null," /(",{"$f":"+AH977","v":5.4},null," /",2,"+",{"$f":"+AP977","v":4.8000000000000007},null," /",2,")=",{"$f":"+AI943/(AM943/AP943+AR943/AU943)","v":294.11764705882348},null,null,"KN/m"]
[null,null,null,"Mcd =",null,{"$f":"-Q984","v":-207.64705882352942},null,null,"*",{"$f":"+R977","v":5.2},null,"² /",12,"=",-467.89803921568637,null,null,"KNm",null,null,null,null,null,null,null,null,null,null,null,null,null,null,"q6' =",null,{"$f":"+AT966","v":800},null,null," /(",{"$f":"+AP977","v":4.8000000000000007},null," /",2,"+",{"$f":"+AU977","v":1.8},null,")=",{"$f":"+AI944/(AM944/AP944+AR944)","v":190.47619047619048},null,null,"KN/m"]
[null,null,null,"Mdc =",null,{"$f":"Q984","v":207.64705882352942},null,null,"*",{"$f":"+R977","v":5.2},null,"² /",12,"=",467.89803921568637,null,null,"KNm",null,null,null,null,null,null,null,null,null,null,null,null,null,null,"ortalama kolon altı gerilmeler"]
[null,null,null,"Mde =",null,{"$f":"-Y984","v":-242.64705882352942},null,null,"*",{"$f":"+Z977","v":5},null,"² /",12,"=",-505.51470588235293,null,null,"KNm",null,null,null,null,null,null,null,null,null,null,null,null,null,null,"q1 =",null,{"$f":"+AU939","v":289.4736842105263},null,null,"KN/m"]
[null,null,null,"Med =",null,{"$f":"Y984","v":242.64705882352942},null,null,"*",{"$f":"+Z977","v":5},null,"² /",12,"=",505.51470588235293,null,null,"KNm",null,null,null,null,null,null,null,null,null,null,null,null,null,null,"q2 = (",null,{"$f":"+AU939","v":289.4736842105263},null,null,"+",{"$f":"+AW940","v":180},null,null,")/",2,"=",{"$f":"(AI947+AM947)/AQ947","v":234.73684210526315},null,null,"KN/m"]
[null,null,null,"Mef =",null,{"$f":"-AG984","v":-272.05882352941171},null,null,"*",{"$f":"+AH977","v":5.4},null,"² /",12,"=",-661.10294117647061,null,null,"KNm",null,null,null,null,null,null,null,null,null,null,null,null,null,null,"q3 = (",null,{"$f":"+AW940","v":180},null,null,"+",{"$f":"+AW941","v":235.29411764705884},null,null,")/",2,"=",{"$f":"(AI948+AM948)/AQ948","v":207.64705882352942},null,null,"KN/m"]
[null,null,null,"Mfg =",null,{"$f":"AG984","v":272.05882352941171},null,null,"*",{"$f":"+AH977","v":5.4},null,"² /",12,"=",661.10294117647061,null,null,"KNm",null,null,null,null,null,null,null,null,null,null,null,null,null,null,"q4 = (",null,{"$f":"+AW941","v":235.29411764705884},null,null,"+",{"$f":"+AW942","v":250},null,null,")/",2,"=",{"$f":"(AI949+AM949)/AQ949","v":242.64705882352942},null,null,"KN/m"]
[null,null,null,"Mgf =",null,{"$f":"-AO984","v":-242.29691876750698},null,null,"*",{"$f":"+AP977","v":4.8000000000000007},null,"² /",8,"=",-697.8151260504203,null,null,"KNm",null,null,null,null,null,null,null,null,null,null,null,null,null,null,"q5 = (",null,{"$f":"+AW942","v":250},null,null,"+",{"$f":"+AW943","v":294.11764705882348},null,null,")/",2,"=",{"$f":"(AI950+AM950)/AQ950","v":272.05882352941171},null,null,"KN/m"]
[null,null,null,"Mgh =",null,{"$f":"AU984","v":190.47619047619048},null,null,"*",{"$f":"+AU977","v":1.8},null,"² /",2,"-",{"$f":"AV968","v":-45},null,"=",{"$f":"+F951*J951^2/M951-O951","v":353.57142857142861},null,null,"KNm",null,null,null,null,null,null,null,null,null,null,null,"q6 = (",null,{"$f":"+AW943","v":294.11764705882348},null,null,"+",{"$f":"+AU944","v":190.47619047619048},null,null,")/",2,"=",{"$f":"(AI951+AM951)/AQ951","v":242.29691876750698},null,null,"KN/m"]
[null,null,null,"Mgh=",null,{"$f":"-AU984","v":-190.47619047619048},null,null,"*",{"$f":"+AU977","v":1.8},null,"² /",2,"=",{"$f":"+F952*J952^2/M952","v":-308.57142857142861},null,null,"KNm",null,null,null,null,null,null,null,null,null,null,null,null,null,null,"q7 =",null,{"$f":"+AU944","v":190.47619047619048},null,null,"KN/m"]
[null,null,null,null,null,null,null,null,null,null,null,null,null,null,null,null,null,null,null,null,null,null,null,null,"kesit a-a"]
[]
[]
[null,null,null,null,null,null,null,null,null,null,null,null,null,"mesnet yüzü",null,null,null,null,null,null,"m"]
[null,null,null,null,null,null,null,null,null,null,null,null,null,null,null,null,null,null,null,null,0.9,null,null,null,null,null,null,null,null,null,{"$f":"+U957-AE959","v":0.60000000000000009},null,"m"]
[]
[null,null,null,null,null,null,null,null,null,null,null,null,null,null,null,null,null,null,null,null,null,null,null,null,null,null,null,null,null,null,0.3,null,"m"]
[]
[null,null,null,null,null,"mesnet yüz. d mesafede",null,null,null,null,null,null,null,null,null,null,null,null,null,null,null,null,0.3,null,"m",0.5,null,"m",{"$f":"+W961","v":0.3},null,"m"]
[]
[null,null,null,null,null,null,null,null,null,null,null,null,null,null,null,null,null,null,null,null,null,null,null,null,"b=",{"$f":"+W961+Z961+AC961","v":1.1000000000000001},null,"m"]
[]
[]
[null,null,null,null,null,1100,null,null,"KN",null,null,null,null,900,null,null,"KN",null,null,null,null,1200,null,null,"KN",null,null,null,null,1300,null,null,"KN",null,null,null,null,1500,null,null,"KN",null,null,null,null,800,null,null,"KN"]
[null,null,null,null,"-",null,null,"+",null,null,null,null,"-",null,null,"+",null,null,null,null,"-",null,null,"+",null,null,null,null,"-",null,null,"+",null,null,null,null,"-",null,null,"+",null,null,null,null,"-",null,null,"+"]
[null,null,null,null,null,null,null,120,null,null,"KNm",null,null,null,null,80,null,null,"KNm",null,null,null,null,65,null,null,"KNm",null,null,null,null,75,null,null,"KNm",null,null,null,null,-55,null,null,"KNm",null,null,null,null,-45,null,null,"KNm"]
[null,null,null,null,null,null,null,null,null,null,null,null,null,null,null,null,null,null,null,"a"]
[]
[]
[]
[]
[null,null,null,null,null,null,null,null,null,null,null,null,null,null,null,null,null,null,null,"a"]
[null,null,null,1.2,null,0.4,null,"m",null,4.4000000000000004,null,"m",null,0.4,null,"m",null,4.8,null,"m",null,0.4,null,"m",null,4.5999999999999996,null,"m",null,0.4,null,"m",null,5,null,"m",null,0.4,null,"m",null,4.4000000000000004,null,"m",null,0.4,null,1.6,null,"m"]
[]
[null,null,null,{"$f":"+D975+F975/2","v":1.4},null,"m",null,null,null,{"$f":"F975/2+J975+N975/2","v":4.8000000000000007},null,"m",null,null,null,null,null,{"$f":"N975/2+R975+V975/2","v":5.2},null,"m",null,null,null,null,null,{"$f":"V975/2+Z975+AD975/2","v":5},null,"m",null,null,null,null,null,{"$f":"AD975/2+AH975+AL975/2","v":5.4},null,"m",null,null,null,null,null,{"$f":"AL975/2+AP975+AT975/2","v":4.8000000000000007},null,"m",null,null,{"$f":"AT975/2+AV975","v":1.8},null,"m"]
[]
[null,null,null,null,null,null,null,null,null,null,null,null,null,null,null,null,null,null,null,null,null,null,null,null,"L=",{"$f":"+D975+F975+J975+N975+R975+V975+Z975+AD975+AH975+AL975+AP975+AT975+AV975","v":28.4},null,"m"]
[]
[null,null,"a",null,null,"b",null,null,null,null,null,null,null,"c",null,null,null,null,null,null,null,"d",null,null,null,null,null,null,null,"e",null,null,null,null,null,null,null,"f",null,null,null,null,null,null,null,"g",null,null,null,"h"]
[]
[]
[null,null,{"$f":"+AI946","v":289.4736842105263},null,null,"KN/m",null,null,{"$f":"+AS947","v":234.73684210526315},null,null,"KN/m",null,null,null,null,{"$f":"+AS948","v":207.64705882352942},null,null,"KN/m",null,null,null,null,{"$f":"+AS949","v":242.64705882352942},null,null,"KN/m",null,null,null,null,{"$f":"+AS950","v":272.05882352941171},null,null,"KN/m",null,null,null,null,{"$f":"+AS951","v":242.29691876750698},null,null,"KN/m",null,null,{"$f":"+AI952","v":190.47619047619048},null,null,"KN/m"]
[]
[null,null,null,1,null,null,1,null,null,null,null,{"$f":"(3/J977)/(3/J977+4/R977)","v":0.44827586206896547},null,null,{"$f":"(4/R977)/(3/J977+4/R977)","v":0.55172413793103448},null,null,null,null,{"$f":"(4/R977)/(4/R977+4/Z977)","v":0.49019607843137253},null,null,{"$f":"(4/Z977)/(4/R977+4/Z977)","v":0.50980392156862753},null,null,null,null,{"$f":"(4/Z977)/(4/Z977+4/AH977)","v":0.51923076923076927},null,null,{"$f":"(4/AH977)/(4/Z977+4/AH977)","v":0.48076923076923073},null,null,null,null,{"$f":"(4/AH977)/(4/AH977+3/AP977)","v":0.54237288135593231},null,null,{"$f":"(3/AP977)/(4/AH977+3/AP977)","v":0.4576271186440678},null,null,null,null,1,null,null,1]
[null,null,null,{"$f":"(C984*D977^2/2)","v":283.68421052631572},null,null,{"$f":"-(C984*D977^2/2)-H968","v":-403.68421052631572},null,null,null,null,{"$f":"I984*J977^2/8","v":676.04210526315808},null,null,{"$f":"-Q984*R977^2/12","v":-467.89803921568637},null,null,null,null,{"$f":"Q984*R977^2/12","v":467.89803921568637},null,null,{"$f":"-Y984*Z977^2/12","v":-505.51470588235293},null,null,null,null,{"$f":"Y984*Z977^2/12","v":505.51470588235293},null,null,{"$f":"-AG984*AH977^2/12","v":-661.10294117647061},null,null,null,null,{"$f":"AG984*AH977^2/12","v":661.10294117647061},null,null,{"$f":"-AO984*AP977^2/8","v":-697.8151260504203},null,null,null,null,{"$f":"AU984*AU977^2/2-AV968","v":353.57142857142861},null,null,{"$f":"-AU984*AU977^2/2","v":-308.57142857142861}]
[null,null,null,null,null,null,null,null,null,null,null,{"$f":"+G987/2","v":-201.84210526315786},null,null,null,null,null,null,null,null,null,null,null,null,null,null,null,null,null,null,null,null,null,null,null,null,null,null,{"$f":"+AR987/2","v":176.78571428571431}]
[null,null,null,null,null,null,null,null,null,null,null,{"$f":"-(L987+O987+L988+P968)*L986","v":-38.687085868830344},null,null,{"$f":"-(L987+O987+L988+P968)*O986","v":-47.614874915483504},null,null,null,null,{"$f":"+O989/2","v":-23.807437457741752},null,null,null,null,null,null,null,null,null,null,{"$f":"+AJ989/2","v":-23.070787637088713},null,null,null,null,{"$f":"-(AJ987+AM987+AM988+AN968)*AJ986","v":-46.141575274177427},null,null,{"$f":"-(AJ987+AM987+AM988+AN968)*AM986","v":-38.931954137587198}]
[null,null,null,null,null,null,null,null,null,null,null,null,null,null,{"$f":"+T990/2","v":-0.8764450675469847},null,null,null,null,{"$f":"-(T989+T987+W987+X968)*T986","v":-1.7528901350939694},null,null,{"$f":"-(T989+T987+W987+X968)*W986","v":-1.8230057404977287},null,null,null,null,{"$f":"+W990/2","v":-0.91150287024886434}]
[null,null,null,null,null,null,null,null,null,null,null,{"$f":"-O990*L986","v":0.39288916821071723},null,null,{"$f":"-O990*O986","v":0.48355589933626741},null,null,null,null,{"$f":"+O991/2","v":0.24177794966813371},null,null,{"$f":"+AB991/2","v":27.148117275377803},null,null,null,null,{"$f":"-(AB990+AB987+AE987+AE989+AF968)*AB986","v":54.296234550755607},null,null,{"$f":"-(AB990+AB987+AE987+AE989+AF968)*AE986","v":50.274291250699626},null,null,null,null,{"$f":"+AE991/2","v":25.137145625349813}]
[null,null,null,null,null,null,null,null,null,null,null,null,null,null,{"$f":"+T992/2","v":-6.7132096139818467},null,null,null,null,{"$f":"-(T991+W991)*T986","v":-13.426419227963693},null,null,{"$f":"-(W991+T991)*W986","v":-13.963475997082245},null,null,null,null,{"$f":"+W992/2","v":-6.9817379985411225},null,null,{"$f":"+AJ992/2","v":-6.8168530509423233},null,null,null,null,{"$f":"-AJ991*AJ986","v":-13.633706101884647},null,null,{"$f":"-AJ991*AM986","v":-11.503439523465168}]
[null,null,null,null,null,null,null,null,null,null,null,{"$f":"-O992*L986","v":3.0093698269573794},null,null,{"$f":"-O992*O986","v":3.7038397870244673},null,null,null,null,{"$f":"+O993/2","v":1.8519198935122336},null,null,{"$f":"+AB993/2","v":3.5823265224620484},null,null,null,null,{"$f":"-(AB992+AE992)*AB986","v":7.1646530449240968},null,null,{"$f":"-(AB992+AE992)*AE986","v":6.6339380045593481},null,null,null,null,{"$f":"+AE993/2","v":3.3169690022796741}]
[null,null,null,null,null,null,null,null,null,null,null,null,null,null,{"$f":"+T994/2","v":-1.3319231411701673},null,null,null,null,{"$f":"-(T993+W993)*T986","v":-2.6638462823403346},null,null,{"$f":"-(T993+W993)*W986","v":-2.7704001336339483},null,null,null,null,{"$f":"+W994/2","v":-1.3852000668169742},null,null,{"$f":"+AJ994/2","v":-0.89951701756736946},null,null,null,null,{"$f":"-AJ993*AJ986","v":-1.7990340351347389},null,null,{"$f":"-AJ993*AM986","v":-1.5179349671449356}]
[null,null,null,null,null,null,null,null,null,null,null,{"$f":"-O994*L986","v":0.59706899431766114},null,null,{"$f":"-O994*O986","v":0.73485414685250605},null,null,null,null,{"$f":"+O995/2","v":0.36742707342625303},null,null,{"$f":"+AB995/2","v":0.59314770459978161},null,null,null,null,{"$f":"-(AB994+AE994)*AB986","v":1.1862954091995632},null,null,{"$f":"-(AB994+AE994)*AE986","v":1.0984216751847804},null,null,null,null,{"$f":"+AE995/2","v":0.5492108375923902}]
[null,null,null,null,null,null,null,null,null,null,null,null,null,null,{"$f":"+T996/2","v":-0.23543499461422415},null,null,null,null,{"$f":"-(T995+W995)*T986","v":-0.4708699892284483},null,null,{"$f":"-(T995+W995)*W986","v":-0.48970478879758633},null,null,null,null,{"$f":"+W996/2","v":-0.24485239439879317},null,null,{"$f":"+AJ996/2","v":-0.14893853222844483},null,null,null,null,{"$f":"-AJ995*AJ986","v":-0.29787706445688966},null,null,{"$f":"-AJ995*AM986","v":-0.25133377313550059}]
[null,null,null,null,null,null,null,null,null,null,null,{"$f":"-O996*L986","v":0.10553982517189357},null,null,{"$f":"-O996*O986","v":0.12989516944233057},null,null,null,null,{"$f":"+O997/2","v":6.4947584721165283E-2},null,null,{"$f":"+AB997/2","v":0.10223418287437912},null,null,null,null,{"$f":"-(AB996+AE996)*AB986","v":0.20446836574875824},null,null,{"$f":"-(AB996+AE996)*AE986","v":0.18932256087847979},null,null,null,null,{"$f":"+AE997/2","v":9.4661280439239895E-2}]
[null,null,null,null,null,null,null,null,null,null,null,null,null,null,{"$f":"+T998/2","v":-4.0975923430280489E-2},null,null,null,null,{"$f":"-(T997+W997)*T986","v":-8.1951846860560978E-2},null,null,{"$f":"-(T997+W997)*W986","v":-8.5229920734983436E-2},null,null,null,null,{"$f":"+W998/2","v":-4.2614960367491718E-2},null,null,{"$f":"+AJ998/2","v":-2.5670855712336248E-2},null,null,null,null,{"$f":"-AJ997*AJ986","v":-5.1341711424672497E-2},null,null,{"$f":"-AJ997*AM986","v":-4.3319569014567412E-2}]
[null,null,null,null,null,null,null,null,null,null,null,{"$f":"-O998*L986","v":1.8368517399780907E-2},null,null,{"$f":"-O998*O986","v":2.2607406030499579E-2},null,null,null,null,{"$f":"+O999/2","v":1.1303703015249789E-2},null,null,{"$f":"+AB999/2","v":1.7728048405339952E-2},null,null,null,null,{"$f":"-(AB998+AE998)*AB986","v":3.5456096810679905E-2},null,null,{"$f":"-(AB998+AE998)*AE986","v":3.2829719269148058E-2},null,null,null,null,{"$f":"+AE999/2","v":1.6414859634574029E-2}]
[null,null,null,null,null,null,null,null,null,null,null,null,null,null,{"$f":"+T1000/2","v":-7.11562534818376E-3},null,null,null,null,{"$f":"-(T999+W999)*T986","v":-1.423125069636752E-2},null,null,{"$f":"-(T999+W999)*W986","v":-1.4800500724222223E-2},null,null,null,null,{"$f":"+W1000/2","v":-7.4002503621111116E-3},null,null,{"$f":"+AJ1000/2","v":-4.4514873585285511E-3},null,null,null,null,{"$f":"-AJ999*AJ986","v":-8.9029747170571022E-3},null,null,{"$f":"-AJ999*AM986","v":-7.5118849175169287E-3}]
[null,null,null,null,null,null,null,null,null,null,null,{"$f":"-O1000*L986","v":3.1897630871168575E-3},null,null,{"$f":"-O1000*O986","v":3.9258622610669021E-3},null,null,null,null,null,null,null,null,null,null,null,null,{"$f":"-(AB1000+AE1000)*AB986","v":6.1537868934090564E-3},null,null,{"$f":"-(AB1000+AE1000)*AE986","v":5.6979508272306072E-3}]
[null,null,null,{"$f":"SUM(D987:F1001)","v":283.68421052631572},null,null,{"$f":"SUM(G987:I1001)","v":-403.68421052631572},null,null,{"$f":"(((-G1002-L1002)/J977+I984*J977*0.5)^2/(2*I984))+G1002","v":254.49984642117568},null,{"$f":"SUM(L987:N1001)","v":439.6393402263144},null,null,{"$f":"SUM(O987:Q1001)","v":-519.63934022631452},null,null,{"$f":"(((-O1002-T1002)/R977+Q984*R977*0.5)^2/(2*Q984))+O1002","v":228.66278160014986},null,{"$f":"SUM(T987:V1001)","v":428.21776923010424},null,null,{"$f":"SUM(W987:Y1001)","v":-493.2177692301043},null,null,{"$f":"(((-W1002-AB1002)/Z977+Y984*Z977*0.5)^2/(2*Y984))+W1002","v":232.60072876451875},null,{"$f":"SUM(AB987:AD1001)","v":558.83465859594969},null,null,{"$f":"SUM(AE987:AG1001)","v":-633.8346585959498},null,null,{"$f":"(((-AE1002-AJ1002)/AH977+AG984*AH977*0.5)^2/(2*AG984))+AE1002","v":360.59657084195885},null,{"$f":"SUM(AJ987:AL1001)","v":628.2849056199708},null,null,{"$f":"SUM(AM987:AO1001)","v":-573.28490561997091},null,null,{"$f":"(((-AM1002-AR1002)/AP977+AO984*AP977*0.5)^2/(2*AO984))+AM1002","v":238.710633861102},null,{"$f":"SUM(AR987:AT1001)","v":353.57142857142861},null,null,{"$f":"SUM(AU987:AW1001)","v":-308.57142857142861}]
[null,null,null,null,null,"kesme kuvveti diyagramı (KN)"]
[null,null,null,null,{"$f":"C984*D977","v":405.26315789473682},null,null,null,null,null,null,null,{"$f":"(0.5*I984*J977^2+L1002+G1002)/J977","v":570.85907307346463},null,null,null,null,null,null,null,{"$f":"(0.5*Q984*R977^2+T1002+O1002)/R977","v":522.30128159575156},null,null,null,null,null,null,null,{"$f":"(0.5*Y984*Z977^2+AB1002+W1002)/Z977","v":619.74102493199257},null,null,null,null,null,null,null,{"$f":"(0.5*AG984*AH977^2+AJ1002+AE1002)/AH977","v":733.53109149682302},null,null,null,null,null,null,null,{"$f":"(0.5*AO984*AP977^2+AR1002+AM1002)/AP977","v":535.73896399023715}]
[null,null,{"$f":"(E1004*(D977-F975/2)/D977)","v":347.36842105263156},null,null,null,null,null,null,null,{"$f":"(M1004*(L1012-N975/2)/L1012)","v":523.91170465241191},null,null,null,null,null,null,null,{"$f":"(U1004*(T1012-V975/2)/T1012)","v":480.77186983104565},null,null,null,null,null,null,null,{"$f":"(AC1004*(AB1012-AD975/2)/AB1012)","v":571.2116131672866},null,null,null,null,null,null,null,{"$f":"(AK1004*(AJ1012-AL975/2)/AJ1012)","v":679.1193267909407},null,null,null,null,null,null,null,{"$f":"(AS1004*(AR1012-AT975/2)/AR1012)","v":487.27958023673568}]
[null,null,null,null,null,null,null,null,null,{"$f":"(M1004*(L1012-N975/2-$N$934)/L1012)","v":324.38538886293821},null,null,null,null,null,null,null,{"$f":"(U1004*(T1012-V975/2-$N$934)/T1012)","v":304.27186983104559},null,null,null,null,null,null,null,{"$f":"(AC1004*(AB1012-AD975/2-$N$934)/AB1012)","v":364.9616131672866},null,null,null,null,null,null,null,{"$f":"(AK1004*(AJ1012-AL975/2-$N$934)/AJ1012)","v":447.8693267909407},null,null,null,null,null,null,null,{"$f":"(AS1004*(AR1012-AT975/2-$N$934)/AR1012)","v":281.32719928435472}]
[]
[]
[null,null,null,null,null,null,null,null,{"$f":"(F1011*(H1012-F975/2-$N$934)/H1012)","v":309.40408482127231},null,null,null,null,null,null,null,{"$f":"(N1011*(P1012-N975/2-$N$934)/P1012)","v":339.43401252189545},null,null,null,null,null,null,null,{"$f":"(V1011*(X1012-V975/2-$N$934)/X1012)","v":338.71485742094859},null,null,null,null,null,null,null,{"$f":"(AD1011*(AF1012-AD975/2-$N$934)/AF1012)","v":449.92479085611802},null,null,null,null,null,null,null,{"$f":"(AL1011*(AN1012-AL975/2-$N$934)/AN1012)","v":372.87448138791416}]
[null,null,null,null,null,null,null,{"$f":"(F1011*(H1012-F975/2)/H1012)","v":508.93040061074601},null,null,null,null,null,null,null,{"$f":"(N1011*(P1012-N975/2)/P1012)","v":515.9340125218954},null,null,null,null,null,null,null,{"$f":"(V1011*(X1012-V975/2)/X1012)","v":544.96485742094865},null,null,null,null,null,null,null,{"$f":"(AD1011*(AF1012-AD975/2)/AF1012)","v":681.17479085611808},null,null,null,null,null,null,null,{"$f":"(AL1011*(AN1012-AL975/2)/AN1012)","v":578.82686234029507},null,null,null,null,null,null,null,{"$f":"(AT1011*(AU977-AT975/2)/AU977)","v":304.76190476190482}]
[null,null,null,null,null,{"$f":"+I984*J977-M1004","v":555.87776903179872},null,null,null,null,null,null,null,{"$f":"+Q984*R977-U1004","v":557.46342428660137},null,null,null,null,null,null,null,{"$f":"+Y984*Z977-AC1004","v":593.4942691856545},null,null,null,null,null,null,null,{"$f":"+AG984*AH977-AK1004","v":735.5865555620004},null,null,null,null,null,null,null,{"$f":"+AO984*AP977-AS1004","v":627.28624609379654},null,null,null,null,null,null,null,{"$f":"+AU977*AU984","v":342.85714285714289}]
[null,null,null,{"$f":"+D977","v":1.4},null,"m",null,{"$f":"F1011*J977/(F1011+M1004)","v":2.3680891505838959},null,"m",null,{"$f":"+J977-H1012","v":2.4319108494161048},null,"m",null,{"$f":"N1011*R977/(N1011+U1004)","v":2.6846680489723016},null,"m",null,{"$f":"+R977-P1012","v":2.5153319510276986},null,"m",null,{"$f":"V1011*Z977/(V1011+AC1004)","v":2.4459157760378489},null,"m",null,{"$f":"+Z977-X1012","v":2.5540842239621511},null,"m",null,{"$f":"AD1011*AH977/(AD1011+AK1004)","v":2.7037776096332991},null,"m",null,{"$f":"+AH977-AF1012","v":2.6962223903667013},null,"m",null,{"$f":"AL1011*AP977/(AL1011+AS1004)","v":2.5889154896587905},null,"m",null,{"$f":"+AP977-AN1012","v":2.2110845103412102},null,"m",{"$f":"+AU977","v":1.8},null,"m"]
[]
[null,null,null,null,null,"moment diyagramı (KNm)"]
[null,null,null,null,null,null,null,null,null,{"$f":"+J1002","v":254.49984642117568},null,null,null,null,null,null,null,{"$f":"+R1002","v":228.66278160014986},null,null,null,null,null,null,null,{"$f":"+Z1002","v":232.60072876451875},null,null,null,null,null,null,null,{"$f":"+AH1002","v":360.59657084195885},null,null,null,null,null,null,null,{"$f":"+AP1002","v":238.710633861102}]
[]
[]
[]
[null,null,{"$f":"C1005*(D977-F975/2)/2","v":208.42105263157893},null,null,null,null,{"$f":"E1021-(H1010+F1011)/2*(F975/2)","v":297.20339356206125},null,null,{"$f":"+L1021-(K1005+M1004)/2*N975/2","v":330.16226245372673},null,null,null,null,{"$f":"N1022-(P1010+N1011)/2*(N975/2)","v":412.29959654546485},null,null,{"$f":"+T1021-(S1005+U1004)/2*V975/2","v":327.91045408742451},null,null,null,null,{"$f":"V1022-(X1010+V1011)/2*(V975/2)","v":379.37185656944399},null,null,{"$f":"+AB1021-(AA1005+AC1004)/2*AD975/2","v":439.73939478602176},null,null,null,null,{"$f":"AD1022-(AF1010+AD1011)/2*(AD975/2)","v":492.15852395413793},null,null,{"$f":"+AJ1021-(AI1005+AK1004)/2*AL975/2","v":487.01986379119444},null,null,null,null,null,null,null,null,null,null,null,null,{"$f":"AV1010*(AU977-AT975/2)/2","v":243.80952380952385}]
[null,null,null,{"$f":"+D1002","v":283.68421052631572},null,null,null,null,null,null,null,null,null,null,null,null,null,null,null,null,null,null,null,null,null,null,null,null,null,null,null,null,null,null,null,null,null,null,null,{"$f":"AL1022-(AN1010+AL1011)/2*(AL975/2)","v":452.67359477656174},null,null,{"$f":"+AT1022-(AQ1005+AS1004)/2*AT975/2","v":251.26957414873132}]
[null,null,null,null,{"$f":"-G1002","v":403.68421052631572},null,null,null,null,null,null,{"$f":"+L1002","v":439.6393402263144},null,null,null,null,null,null,null,{"$f":"+T1002","v":428.21776923010424},null,null,null,null,null,null,null,{"$f":"+AB1002","v":558.83465859594969},null,null,null,null,null,null,null,{"$f":"+AJ1002","v":628.2849056199708},null,null,null,null,null,null,null,null,null,null,{"$f":"-AU1002","v":308.57142857142861}]
[null,null,null,null,null,null,null,null,null,null,null,null,null,{"$f":"-O1002","v":519.63934022631452},null,null,null,null,null,null,null,{"$f":"-W1002","v":493.2177692301043},null,null,null,null,null,null,null,{"$f":"-AE1002","v":633.8346585959498},null,null,null,null,null,null,null,{"$f":"-AM1002","v":573.28490561997091},null,null,null,null,null,null,null,{"$f":"+AR1002","v":353.57142857142861}]